## Bill 1 - ROADS
BILL 1: SUPPLY AND DELIVERY OF ROAD CONSTRUCTION MATERIAL
ITEM NO | DESCRIPTION |  | UNIT | QUANTITY | RATE | RATE | RATE
[5 empty] | Ehlanzeni DM Price Per Unit (Incl. VAT) | Gert Sibande DM Price Per Unit (Incl. VAT) | Nkangala DM Price Per Unit (Incl. VAT)
SECTION A: CRUSHED STONE, DUST, SAND, GRAVEL
A.1 | Concrete Stone
Note: 6mm (conversion factor) 1.31 ton = 1m³ 13mm (conversion factor) 1.35 ton = 1m³ 19mm (conversion factor) 1.39 ton = 1m³
1 | 6mm |  | m3 | 1
2 | 6mm |  | m3 | 1
3 | 6mm |  | m3 | 1
A.2 | Road Stone
| Note: | 6mm (conversion factor) 1.40 ton = 1m³ 13mm (conversion factor) 1.44 ton = 1m³ 19mm (conversion factor) 1.42 ton = 1m³
1 | 6mm |  | m3 | 1
2 | 13mm |  | m3 | 1
3 | 19mm |  | m3 | 1
A.3 | Crusher Dust
| Note: | Crusher Dust (conversion factor) 1.61 ton = 1m³
1 | Per m3 |  | m3 | 1
A.4 | Gravel For Road Construction
| Note: | G5 (conversion factor) 1.77 ton = 1m³ G5 (conversion factor) 1.73 ton = 1m³
1 | G5 Base Course |  | m3 | 1
2 | G3 Base Course |  | m3 | 1
A.5 | Sand
| Note: | (Conversion factor) 1.42 ton = 1m³
1 | Building sand |  | m3 | 1
2 | Plastering sand |  | m3 | 1
3 | Filling |  | m3 | 1
4 | Topsoil |  | m3 | 1
A.6 | Grit
| Note: | GRIT (conversion factor) 1.61 ton = 1m³
1 | 3,5 - 4,5mm |  | m3 | 1
SECTION B: PRECAST CONCRETE PRODUCTS
B1 | Kerbs
1 | E 1 | (1m) | Each | 1
2 | E 1 | (330mm) | Each | 1
3 | MK10 (1m) |  | Each | 1
4 | MK10 (330mm) |  | Each | 1
5 | BK 1 | (1m) | Each | 1
6 | BK 1 | (330mm) | Each | 1
7 | C 1 | (1m) | Each | 1
8 | C 1 | (330mm) | Each | 1
9 | CK 5 | (1m) | Each | 1
10 | CK 5 (330mm) |  | Each | 1
11 | Inlet Kerb 1m unit |  | Each | 1
12 | Inlet Kerb 2m unit |  | Each | 1
B2 | Slabs
B2.1 | Paving Slabs
1 | 450 x 450 x 50 |  | Each | 1
2 | 500 x 500 x 50 |  | Each | 1
B2.2 | Heavy Duty Cover Slabs - Reinforced Slab
1 | 600 x 600 x 75 |  | Each | 1
2 | 1000 x 1000 x 75 |  | Each | 1
SECTION C: CEMENT, BRICKS, BLOCKS, PAVERS
C.1 | Bricks
1 | Cement |  | /1000 | 1
2 | ROK |  | /1000 | 1
3 | Maxi 90x220x110 |  | /1000 | 1
TOTAL CARRIED FORWARD
BILL 1: SUPPLY AND DELIVERY OF ROAD CONSTRUCTION MATERIAL
ITEM NO | DESCRIPTION |  | UNIT | QUANTITY | RATE | RATE | RATE
[5 empty] | Ehlanzeni DM Price Per Unit (Incl. VAT) | Gert Sibande DM Price Per Unit (Incl. VAT) | Nkangala DM Price Per Unit (Incl. VAT)
BROUGHT FORWARD
C.2 | Bond Paving Bricks (Colour)
1 | 60mm |  | /1000 | 1
2 | 80mm |  | /1000 | 1
C.3 | Cement Bond Pavers (Plain)
1 | 60mm |  | /1000 | 1
2 | 80mm |  | /1000 | 1
C.4 | Paving Bricks Interlocking (Colour)
1 | 60mm |  | /1000 | 1
2 | 80mm |  | /1000 | 1
C.5 | Cement Pavers Interlocking
1 | 60mm |  | /1000 | 1
2 | 80mm |  | /1000 | 1
C.6 | Cement Blocks
1 | 140mm |  | /1000 | 1
2 | 190mm |  | /1000 | 1
C.7 | Cement
1 | 50kg bags |  | /1000 | 1
SECTION D: GABIONS
D1 | Gabions
1 | Gabion baskets (1mx1mx1mx, Mesh. 80mm x 100mm and 2.5mm Diameter Wire) |  | m3 | 1
2 | Galvanised Gabion Matresses (2mx1mx0.3mx deep, Mesh. 80mm x 100mm and 2.2mm Diameter Wire, 600mm Diaphragm) |  | m3 | 1
SECTION E: BITUMINOUS PRODUCT
E1 | CATIONIC 65 %
1 | 200 ℓ Drum |  | /200ℓ drum | 1
E2 | RUBSPRAY 70 %
1 | 200 ℓ Drum |  | /200ℓ drum | 1
E3 | SLURRY SEAL - ANIONIC 60 % STABLE MIX
1 | 200 ℓ Drum |  | /200ℓ drum | 1
E4 | BITUMEN PRIME – COLPRIME E
1 | 200 ℓ Drum |  | /200ℓ drum | 1
E5 | PREMIX PRODUCTS
E5.1 | COLD ASPHALT
1 | Per bag of 25 kg |  | /25kg Bag | 1
2 | Per bag of 30 kg |  | /30kg Bag | 1
3 | “Carbon” based pothole repair mix Per bag of 25kg |  | /25kg Bag | 1
E5.2 | HOT WEARING COURSE (FINE) 9.5mm Max Aggregate size 5.5% Bitumen By Mass |  | /Ton | 1
E5.3 | HOT WEARING COURSE (MEDIUM) 13mm Max Aggregate size 5.5% Bitumen By Mass |  | /Ton | 1
TOTAL BILL 1 CARRIED SUMMARY

## Bill 2 - HOUSE
BILL 2: SUPPLY AND DELIVERY OF RDP CONSTRUCTION MATERIAL
ITEM NO | DESCRIPTION | UNIT | QUANTITY | RATE | RATE | RATE
|  |  |  | Ehlanzeni DM Price Per Unit (Incl. VAT) | Gert Sibande DM Price Per Unit (Incl. VAT) | Nkangala DM Price Per Unit (Incl. VAT)
SECTION A: STRUCTURAL BUILDING
A.1 | CONCRETE
Reinforced Cement Concrete (25MPa) In
1 | Cast strip concrete slab on waterproofing sheeting. | m3 | 1
2 | Cast footings | m3 | 1
3 | Floor Slab | m3 | 1
4 | 50kg CEM I and II Bags | No. | 1
5 | 13mm Course Agreegate | t | 1
6 | 5mm Graded Building Sand | t | 1
6 | Plaster Sand | t | 1
A.2 | BUILDING MATERIALS
High tensile steel bar reinforcement for structural concrete
work
1 | High tensile steel (Y12) | t | 1
2 | 75 mm wide brickforce reinforcement (20m/roll): 2.2 mm 25 mm Galvanized bracing strap | rollls | 1
3 | 375 micron brickgrip DPC (150 mm wide): Consol plastics or similar (150 mm x 40 m / roll) | m | 1
4 | HARDWOOD doorframe: 90 x 45 mm NO SILL | No. | 1
5 | External HARDWOOD 813 mm doorframe (90 x 45 mm) open in | No. | 1
6 | PD1 Open back, braced (CODE: PD1/OB/BR) Full Exterior Door by SWARTLAND: Size: 813 x 2032 | No. | 1
7 | Masonite hollow core flush door (813 x 2032 mm) Plastic key tag | No. | 1
8 | 75 mm two lever "DCLSA" or similar approved upright mortice lockset with chrome plated finish | No. | 1
9 | 75 mm three lever "DCLSA" or similar aproved upright mortice lockset with chrome plated finish | No. | 1
10 | DURAM: WOODSEAL for external doors & door frames: (5 litre pack size): Colours: Meranti | No. of packs | 1
11 | DURAM: FLEXIWALL for external walls: (20 litre pack size):
Colours as indicated below:
| - Kalahari Dusk | No. | 1
| - Sand Storm | No. | 1
| - Sundial | No. | 1
12 | DURAM: FLEXICOTE for numbering: (5 litre pack size): Colour: Black | No. | 1
13 | DURAM HIGH HIDING or similar approved Acrylic PVA paint for ceilings, fascia's & barge boards: (20 litre pack size): Colour: White | No. | 1
14 | DURAM NUGLO ENAMEL or similar approved (20 litre pack size): Colour: White | No. | 1
15 | 10 mm NUTEC fascia boards:
| - 150 x 3600 mm | No. | 1
| - 10 x 150 mm PVC H-strip fascia joiner | No. | 1
16 | 80 x 200 mm NUTEC Barge Boards: 3 m lengths | No. | 1
17 | 80 x 200 mm Barge board joiners | No. | 1
18 | Sawn softwood Grade 5
| - 38 x 38 mm brandering: 3.0 m lengths | No. | 1
| - 38 x 38 mm brandering: 3.6 m lengths | No. | 1
19 | H-type PVC ceiling board jointing strips
| - 4 mm x 3.0 m in length | No. | 1
| - 4 mm x 3.6 m in length | No. | 1
TOTAL CARRIED FORWARD
BILL 2: SUPPLY AND DELIVERY OF RDP CONSTRUCTION MATERIAL
ITEM NO | DESCRIPTION | UNIT | QUANTITY | RATE | RATE | RATE
|  |  |  | Ehlanzeni DM Price Per Unit (Incl. VAT) | Gert Sibande DM Price Per Unit (Incl. VAT) | Nkangala DM Price Per Unit (Incl. VAT)
BROUGHT FORWARD
20 | 4.0 mm EVERITE NUTEC ceiling board
| - 0.9 x 3.0 m sheets | No. | 1
| - 1.2 x 3.0 m sheets | No. | 1
21 | 75 mm Cove polystyrene cornice (3m lengths) | No. | 1
22 | Creosote for rafter treatment (5l packs) | no | 1
23 | SISALATION Residential HF2 or similar approved (1.25 m x 40 m / roll): IF OTHER PLEASE SPECIFY: | rolls | 1
24 | ALCOLIN: Contractors Acrylic: WHITE paintable sealant / filler / adhesive for cornices: 260 ml packs | No. | 1
25 | ALCOLIN Silicone sealant: Mould resistant for baths & basins: 300 ml packs: Colour: CLEAR | No. | 1
26 | Pine coverstrip: 10 x 44 mm x 3 m lenghts | No. | 1
27 | Cement Airbricks with mesh: | No.. | 1
28 | 75 x 100 mm Brass plated hinges with screws (in pairs) | pairs | 1
29 | Fasteners & General Items:
| - 3 inch wire nails | kg | 1
| - 8 x 30 mm chipboard screw (for Doors) | No. | 1
| - 32 mm Claddit Nail | kg | 1
| - 65 mm SAFETOP cap & nail (for Bargeboards) | No. | 1
| - 6 mm Nylon wall plugs (for Kitchen wallplate) | No. | 1
| - 6 x 40 mm chipboard screw (for Kitchen wallplate) | No. | 1
| - 8 mm vendor washers | No. | 1
| - 8 mm Nylon wall plugs | No. | 1
| - 6 x 60 mm coach screw | No. | 1
| - Turpentine (5 litre packs) | No. | 1
| - Crackfiller: Polyfill or similar: 10 kg packs | No. | 1
30 | Sandpaper as specified below:
| - 80 grid: 1 m x 300 mm wide rolls | No. | 1
| - 100 grid: 1 m x 300 mm wide rolls | No. | 1
31 | Masonry drill bits of size listed below:
| - 6 mm diameter | No. | 1
| - 8 mm diameter | No. | 1
32 | Pre-stressed concrete lintols for hollow blocks as specified below:
| - 140 wide X 90 mm high X 1.30 m long (Concrete yeAfrica or similar approved): | No. | 1
A.3 | BRICKS
1 | 140mm Thick Cement Maxi Bricks (290x140x90) | No | 1
2 | 140mm Thick Cement Maxi Bricks (290x90x90) | No | 1
2 | Standard cement stock bricks | /1000 | 1
A.4 | TILES
1 | Kitchen and living area tiles (Ambra Grey Matt Ceramic Floor Tile - 350 x 350mm) | m2 | 1
2 | Bathroom area tiles (Ceramic Floor Tile - 350 x 350mm) | m2 | 1
A.5 | DAMP PROOFING TO WALLS AND FLOORS
1 | One Layer 250 Micron Waterproof Sheeting Under surface beds | m2 | 1
2 | One Layer 375 Micron Embossed Dampproof Sheeting on walls | m2 | 1
TOTAL CARRIED FORWARD
BILL 2: SUPPLY AND DELIVERY OF RDP CONSTRUCTION MATERIAL
ITEM NO | DESCRIPTION | UNIT | QUANTITY | RATE | RATE | RATE
|  |  |  | Ehlanzeni DM Price Per Unit (Incl. VAT) | Gert Sibande DM Price Per Unit (Incl. VAT) | Nkangala DM Price Per Unit (Incl. VAT)
BROUGHT FORWARD
A.5 | ROOF
a) Roof coverings
Concrete roof tiles shall comply with SANS specification 542 - 2007
b) Carpentry and joinery
Material shall comply with the following specifications and requirements
- Softwood general timber to SABS 563 Grade 5
- Softwood brandering & battens to SABS 653
- Mild steel nails to SABS 820
- Creosote to SABS 538
Sofwood shall bear the relevant SABS mark and all timber shall be pre- treated in accordance with the relevant SABS specification.
c) Measurement and payment
The rate stipulated shall include for the design, manufacture, transportation, cost of material to the point of placing and handling of such materials complete per roof structure. Certification of competence awarded by the institute of Timber Construction is required
ITEMS
1 | Double roman standard concrete roof tiles (colours: red & charcoal) Allow 535 tiles per structure | No. | 1
2 | SISALATION Residential HF2 or similar approved (1.25 m x 40 m / roll): IF OTHER PLEASE SPECIFY: | No. | 1
3 | V - Ridge capping for concrete roof tiles: Allow 17 tiles per structure | No. | 1
4 | 63 mm EP Nails: Allow 1kg per structure | kg | 1
5 | Oxide for v-ridges (to suit tile colours): Allow 1 kg per structure | kg | 1
6 | Design and supply sawn softwood grade 5 double pitch roof truss structure (10 trusses) to 20 degree pitch with a 390 mm overhang on both sides as detailed drawing no. 186-roofing. The rate per roof structure shall include for wallplates, battens, tilting battens, bracing, Gable & plaster battens complete with all fasteners i.e. Clips etc. | No.of roofs | 1
NOTE:
Alternative roof design offers must be made in a separate covering letter attached to the tender document.
A.8 | CEILING
1 | 6.4mm thick skimmed rhinoboard | m2 | 1
2 | 76mm diameter coved cornice | m | 1
3 | 38x38mm branders with half round strips to joint. | m | 1
A.9 | IRONMONGERY TO DOORS, FRAMES, ETC
1 | Dortella 6 inch steel handle- emerald black nickle (Door Handles) | Each | 1
A.10 | WINDOWS FRAMES
1 | D522 (Size 2000mm x 1540mm high) for the Living area | Each | 1
2 | D54 (Size 1511mm x 1540mm High) for the bedroom | Each | 1
3 | C2 (Size 1022mm x 950mm High) for the Kitchen | Each | 1
3 | E2 (Size 1022mm x 654mm High) for the Bathroom | Each | 1
A.11 | DOORS AND DOOR FRAMES
1 | Solid Hardwood 2 or 4 Panel Meranti or Saligna door with timber frame | Each | 1
2 | Hollow core doors made of rail, stile, hinge block and Hardwood face veneer | Each | 1
SECTION B: PLUMBING
B.1 | uPVC
Polypropylene / "fusion" fittings
| - 15 mm Ø equal tee | No. | 1
| - 15 mm Ø x 90°Elbow | No. | 1
| - 15 mm Ø x ½" Female Straight Adaptor (cistern/bath/basin) | No. | 1
| - 15 mm Ø holder bats | No. | 1
| - 15 mm Ø x ½" wallplate (kitchen sink tap) | No. | 1
| - 15 mm Ø x stopcock | No. | 1
| - 15 mm Ø x straight coupler | No. | 1
Waste unions & plugs
| - 32 mm slotted basin waste union plug | No. | 1
| - 40 mm slotted bath waste union plug | No. | 1
| - Bath chain and stay | No. | 1
| - 40 mm bath waste fitting | No. | 1
TOTAL CARRIED FORWARD
BILL 2: SUPPLY AND DELIVERY OF RDP CONSTRUCTION MATERIAL
ITEM NO | DESCRIPTION | UNIT | QUANTITY | RATE | RATE | RATE
|  |  |  | Ehlanzeni DM Price Per Unit (Incl. VAT) | Gert Sibande DM Price Per Unit (Incl. VAT) | Nkangala DM Price Per Unit (Incl. VAT)
BROUGHT FORWARD
Traps, taps, valves etc.
| - 40 mm White PVC P trap: Code - PWBAT (kitchen sink) | No. | 1
| - 32 mm White PVC P trap: Code - PWBT for bath basins | No. | 1
| - 40 - 40 mm Butyl rubber deep seal P trap (kitchen sink) | No. | 1
| - 40 - 40 mm Butyl rubber "giraffe" with overflow trap (for bath) | No. | 1
| - 15 mm WALL MOUNTED TAP for kitchen basin "Colourtaps" or similar approved: Colour: BROWN | No. | 1
| - 15 mm PLAIN PILLARTAP for bathroom basin & bath "Colourtaps" or similar approved: Colour: WHITE | No. | 1
Sanitory fittings
| - KS white kitchen suit 800 x 435 x 140 mm injection moulded polypropylene by "Colourtaps" or similar approved complete with fitments | No. | 1
| - White hand basin 480 x 390 x 125 mm injection moulded polypropylene by "Colourtaps" or similar approved complete with fitments | No. | 1
| - Ceramic low level toilet pan | No. | 1
| - Elf PVC cistern | No. | 1
| - Dutton Plastics: economy toilet seat complete with fitments | No. | 1
| - White "Chanel" 1700 x 700mm bath with handles complete | No. | 1
General
| - PVC solvent (500 ml packs) | No. | 1
| - PTFE thread tape rolls | No. | 1
| - Cement gulleys | No. | 1
Erf connections
| - 15 mm PVC ball valve: Rated PN16 | No. | 1
| - 15 mm x ½" Conex male straight adaptor | No. | 1
| - 15 mm x ¾" Conex male straight adaptor | No. | 1
| - 20 mm x ½" Plasson or similar approved male adaptor | No. | 1
| - 20 mm x ¾" Plasson or similar approved male adaptor | No. | 1
B.2 | TAPS, VALVES, ETC
1 | Elegant Oval Handle Polished Chrome Kitchen Wall Mixer | Each | 1
B.3 | KITCHEN SINK
1 | Cam Africa Drop In SEB Excluding 40mm (915 x 460) | Each | 1
B.4 | GEYSER
1 | Geyser Electrical kwikot | Each | 1
B.5 | SHOWER
1 | Complete Shower Kit consisting of pivot shower door, water mixers and a shower base | Each | 1
2 | Boxed Basin and pedestal | Each | 1
B.5 | TOILETS
1 | Couple close top flush suite | Each | 1
SECTION C: PAINTWORK
PAINTING ON WALLS
1 | Internal wall paint | 20 L Drum | 1
RHINOLITE (Primers, Sealers and Undercoats)
2 | Rhinoseal water borne - fine particle bonding liquid | 20 L Drum | 1
TOP COATS (ACRYLIC)
3 | Essensual luxury sheen wall paint | 20 L Drum | 1
TOP COATS (ENAMEL)
4 | Endura coat ultra Tough Non-Drip Polyurethane Enamel | 20 L Drum | 1
TOTAL BILL 2 CARRIED SUMMARY

## Bill 3 - CULVERTS
BILL 3 : BOX CULVERTS AND CULVERTS SLABS
ITEM NO | DESCRIPTION | UNIT |  | RATE | RATE | RATE
Minimum Requirements  The culverts to comply with the SANS 986.  Preferential procurement regulations 2017: Local Content Required 100% steel. |  |  |  | Ehlanzeni DM Price Per Unit (Incl. VAT) | Nkangala DM Price Per Unit (Incl. VAT) | Nkangala DM Price Per Unit (Incl. VAT)
SECTION A: BOX CULVERTS AND CULVERTS BASE SLAB
A.1 | Box Culverts
1 | 450 x 300 | Each
2 | 375 | Each
3 | 450 | Each
4 | 600 x 300 | Each
5 | 450 | Each
6 | 600 | Each
7 | 750 x 300 | Each
8 | 450 | Each
9 | 600 | Each
10 | 750 | Each
11 | 900 x 300 | Each
12 | 450 | Each
13 | 600 | Each
14 | 750 | Each
15 | 900 | Each
16 | 1200 x 300 | Each
17 | 450 | Each
18 | 600 | Each
19 | 900 | Each
20 | 1200 | Each
21 | 1500 x300 | Each
22 | 450 | Each
23 | 750 x 300 | Each
24 | 900 | Each
25 | 1200 | Each
26 | 1500 | Each
27 | 1800 x 600 | Each
28 | 900 | Each
29 | 1200 | Each
30 | 1500 | Each
31 | 1800 | Each
32 | 2100 x600 | Each
33 | 900 | Each
34 | 1200 | Each
35 | 1500 | Each
36 | 1Boo | Each
37 | 2100 | Each
38 | 2400 x 600 | Each
39 | 900 | Each
40 | 1200 | Each
41 | 1500 | Each
42 | 1Boo | Each
43 | 2100 | Each
44 | 2400 | Each
45 | 750 x 300 | Each
46 | 900 | Each
47 | 1200 | Each
48 | 1500 | Each
49 | 1800 | Each
50 | 2100 | Each
51 | 2400 | Each
52 | 3000 | Each
TOTAL CARRIED FORWARD
BILL 3 : BOX CULVERTS AND CULVERTS SLABS
ITEM NO | DESCRIPTION | DEPTH | UNIT | RATE | RATE | RATE
Minimum Requirements  The culverts to comply with the SANS 986.  Preferential procurement regulations 2017: Local Content Required 100% steel. |  |  |  | Ehlanzeni DM Price Per Unit (Incl. VAT) | Nkangala DM Price Per Unit (Incl. VAT) | Nkangala DM Price Per Unit (Incl. VAT)
BROUGHT FORWAD
53 | 3600 x 600 |  | Each
54 | 900 |  | Each
55 | 1200 |  | Each
56 | 1500 |  | Each
57 | 1800 |  | Each
58 | 2100 |  | Each
59 | 2400 |  | Each
60 | 3000 |  | Each
61 | 4000 x 1500 |  | Each
62 | 3000 |  | Each
SECTION A: BOX CULVERTS AND CULVERTS BASE SLAB
A.2 | Culverts Base Slab
1 | 450 | 450 | Each
2 | 600 | 600 | Each
3 | 750 | 750 | Each
4 | 900 | 900 | Each
5 | 1200 | 1200 | Each
6 | 1500 | 1500 | Each
7 | 750 x 300 | 1200 | Each
8 | 1800 | 1800 | Each
9 | 2100 | 1500 | Each
10 | 2100 | 2100 | Each
11 | 2400 | 1500 | Each
12 | 2400 | 2400 | Each
13 | 3000 | 1500 | Each
14 | 3000 | 3000 | Each
15 | 3600 | 3000 | Each
SECTION B: CULVERTS PIPES
B.1 | Concrete Pipes (Spigot & Socket Joint) - SANS 677)
1 | 500mm DIA |  | Each
2 | 750mm DIA |  | Each
3 | 900mm DIA |  | Each
3 | 1050mm DIA |  | Each
4 | 1200mm DIA |  | Each
5 | 1500mm DIA |  | Each
6 | 1800mm DIA |  | Each
TOTAL BILL 3 CARRIED SUMMARY

## Bill 4 - WATER
BILL 4 : SUPPLY AND DELIVERY OF WATER RETICULATION MATERIAL
ITEM NO | DESCRIPTION | UNIT | QUANTITY | RATE | RATE | RATE
|  |  |  | Ehlanzeni DM Price Per Unit (Incl. VAT) | Gert Sibande DM Price Per Unit (Incl. VAT) | Nkangala DM Price Per Unit (Incl. VAT)
Section A : Coupling Plasson Compression (HDPE NP16)
1 | 16mm | No. | 1
2 | 20mm | No. | 1
3 | 25mm | No. | 1
4 | 32mm | No. | 1
5 | 40mm | No. | 1
6 | 50mm | No. | 1
7 | 63mm | No. | 1
8 | 75mm | No. | 1
9 | 90mm | No. | 1
10 | 110mm | No. | 1
11 | 160mm | No. | 1
Section B : 90° Elbow Plasson Compression (HDPE NP16)
1 | 16mm | No. | 1
2 | 20mm | No. | 1
3 | 25mm | No. | 1
4 | 32mm | No. | 1
5 | 40mm | No. | 1
6 | 50mm | No. | 1
7 | 63mm | No. | 1
8 | 75mm | No. | 1
9 | 90mm | No. | 1
10 | 110mm | No. | 1
11 | 160mm | No. | 1
Section C : 90° Elbow Plasson (Male Threaded) Compression (HDPE NP16)
1 | 16mm x 1/2" | No. | 1
2 | 20mm x 1/2" | No. | 1
3 | 20mm x 3/4" | No. | 1
4 | 25mm x 1/2" | No. | 1
5 | 25mm x 3/4" | No. | 1
6 | 25mm x 1" | No. | 1
7 | 32mm x 3/4" | No. | 1
8 | 32mm x 1" | No. | 1
9 | 32mm x 1 1/4" | No. | 1
10 | 40mm x 1" | No. | 1
11 | 40mm x 1 1/4" | No. | 1
12 | 40mm x 1 1/2" | No. | 1
13 | 50mm x 1 1/4" | No. | 1
14 | 50mm x 1 1/2" | No. | 1
15 | 50mm x 2" | No. | 1
16 | 63mm x 1 1/2" | No. | 1
17 | 63mm x 2" | No. | 1
18 | 63 x 2 1/2" | No. | 1
19 | 75mm x 2" | No. | 1
20 | 75mm x 2 1/2 | No. | 1
21 | 75mm x 3" | No. | 1
22 | 90mm x 3" | No. | 1
23 | 90mm x 4" | No. | 1
24 | 110mm x 4" | No. | 1
Section D : 90° Elbow Plasson (Female Threaded) Compression (HDPE NP16)
1 | 16mm x 1/2" | No. | 1
2 | 16mm x 3/4" | No. | 1
3 | 20mm x 1/2" | No. | 1
4 | 20mm x 3/4" | No. | 1
5 | 25mm x 1/2" | No. | 1
6 | 25mm x 3/4" | No. | 1
7 | 25mm x 1" | No. | 1
8 | 32mm x 3/4" | No. | 1
9 | 32mm x 1" | No. | 1
TOTAL CARRIED FORWARD
BILL 4 : SUPPLY AND DELIVERY OF WATER RETICULATION MATERIAL
ITEM NO | DESCRIPTION | UNIT | QUANTITY | RATE | RATE | RATE
|  |  |  | Ehlanzeni DM Price Per Unit (Incl. VAT) | Gert Sibande DM Price Per Unit (Incl. VAT) | Nkangala DM Price Per Unit (Incl. VAT)
BROUGHT FORWAD
Section A : Coupling Plasson Compression (HDPE NP16)
10 | 40mm x 1" | No. | 1
11 | 40mm x 1 1/4" | No. | 1
12 | 50mm x 1 1/2" | No. | 1
13 | 50mm x 2" | No. | 1
14 | 63mm x 1 1/2" | No. | 1
15 | 63mm x 2" | No. | 1
16 | 75mm x 2" | No. | 1
17 | 75mm X 2 1/2" | No. | 1
18 | 90mm X 3" | No. | 1
19 | 110mm X 3" | No. | 1
20 | 110mm X 4" | No. | 1
Section E : Adaptor Plasson (Female) Compression (HDPE NP16)
1 | 16mm x 1/2" | No. | 1
2 | 16mm x 3/4" | No. | 1
3 | 20mm x 1/2" | No. | 1
4 | 20mm x 3/4" | No. | 1
5 | 25mm x 1/2" | No. | 1
6 | 25mm x 3/4" | No. | 1
7 | 25mm x 1" | No. | 1
8 | 32mm x 3/4" | No. | 1
9 | 32mm x 1" | No. | 1
10 | 32mm x 1 1/4" | No. | 1
11 | 40mm x 1" | No. | 1
12 | 40mm x 1 1/4" | No. | 1
13 | 40mm x 1 1/2" | No. | 1
14 | 50mm x 1 1/4" | No. | 1
15 | 50mm x 1 1/2" | No. | 1
16 | 50mm x 2" | No. | 1
17 | 63mm x 2" | No. | 1
18 | 75mm x 2" | No. | 1
19 | 75mm x 2 1/2" | No. | 1
Section F: Adaptor Plasson (Male) Compression (HDPE NP16)
1 | 16mm x 1/2" | No. | 1
2 | 16mm x 3/4" | No. | 1
3 | 20mm x 1/2" | No. | 1
4 | 20mm x 3/4" | No. | 1
5 | 25mm x 1/2" | No. | 1
6 | 25mm x 3/4" | No. | 1
7 | 25mm x 1" | No. | 1
8 | 32mm x 3/4" | No. | 1
9 | 32mm x 1" | No. | 1
10 | 32mm x 1 1/4" | No. | 1
11 | 40mm x 1" | No. | 1
12 | 40mm x 1 1/4" | No. | 1
13 | 40mm x 1 1/2" | No. | 1
14 | 50mm x 1 1/4" | No. | 1
15 | 50mm 1 1/2" | No. | 1
16 | 50mm x 2" | No. | 1
17 | 63mm x 1 1/4" | No. | 1
18 | 63 x 1 1/2" | No. | 1
19 | 63mm x 2" | No. | 1
20 | 63 x 2 1/2" | No. | 1
21 | 75mm x 2" | No. | 1
22 | 75mm x 2 1/2" | No. | 1
TOTAL CARRIED FORWARD
BILL 4 : SUPPLY AND DELIVERY OF WATER RETICULATION MATERIAL
ITEM NO | DESCRIPTION | UNIT | QUANTITY | RATE | RATE | RATE
|  |  |  | Ehlanzeni DM Price Per Unit (Incl. VAT) | Gert Sibande DM Price Per Unit (Incl. VAT) | Nkangala DM Price Per Unit (Incl. VAT)
BROUGHT FORWAD
23 | 75mm x 3" | No. | 1
24 | 90mm x 2" | No. | 1
25 | 90mm x 3" | No. | 1
Section G : 90° TEE Plasson Compression (HDPE NP16)
1 | 16x16x16mm | No. | 1
2 | 20x20x20mm | No. | 1
3 | 25x25x25mm | No. | 1
4 | 32x32x32mm | No. | 1
5 | 40x40x40mm | No. | 1
6 | 50x50x50mm | No. | 1
7 | 63x63x63mm | No. | 1
8 | 75x75x75mm | No. | 1
9 | 90x90x90mm | No. | 1
10 | 110x110x110mm | No. | 1
Section H : End Plug Plasson Compression (HDPE NP16)
1 | 16mm | No. | 1
2 | 20mm | No. | 1
3 | 25mm | No. | 1
4 | 32mm | No. | 1
5 | 40mm | No. | 1
6 | 50mm | No. | 1
7 | 63mm | No. | 1
8 | 75mm | No. | 1
Section I : Polypropylene Socket Threaded PN10
1 | 1/2" | No. | 1
2 | 3/4" | No. | 1
3 | 1" | No. | 1
4 | 1 1/4" | No. | 1
5 | 1 1/2" | No. | 1
6 | 2" | No. | 1
7 | 63mm | No. | 1
Section J : Polypropylene Nipple Threaded PN10
1 | 1/2" | No. | 1
2 | 3/4" | No. | 1
3 | 1" | No. | 1
4 | 1 1/4" | No. | 1
5 | 1 1/2" | No. | 1
6 | 2" | No. | 1
7 | 63mm | No. | 1
8 | 75mm | No. | 1
Section K : Polypropylene Nipple Reducer Threaded PN10
1 | 3/4" X 1/2" | No. | 1
2 | 1" X 3/4" | No. | 1
3 | 1 1/4" X 1" | No. | 1
4 | 1 1/2" X 1" | No. | 1
5 | 1 1/2" X 1 1/4" | No. | 1
6 | 2" X 1 1/4" | No. | 1
7 | 2" X 1 1/2" | No. | 1
8 | 63x50mm | No. | 1
9 | 75x63mm | No. | 1
Section L : Polypropylene Threaded Reducing Bush (M/F) PN10
1 | 3/4" X 1/2" | No. | 1
2 | 1" X 3/4" | No. | 1
TOTAL CARRIED FORWARD
BILL 4 : SUPPLY AND DELIVERY OF WATER RETICULATION MATERIAL
ITEM NO | DESCRIPTION | UNIT | QUANTITY | RATE | RATE | RATE
|  |  |  | Ehlanzeni DM Price Per Unit (Incl. VAT) | Gert Sibande DM Price Per Unit (Incl. VAT) | Nkangala DM Price Per Unit (Incl. VAT)
BROUGHT FORWAD
3 | 1 1/4" X 1" | No. | 1
4 | 1 1/2" X 1" | No. | 1
5 | 1 1/2" X 1 1/4" | No. | 1
6 | 2" X 1" | No. | 1
7 | 2" X 1 1/4" | No. | 1
8 | 2" X 1 1/2" | No. | 1
9 | 63x50mm | No. | 1
10 | 75x63mm | No. | 1
Section M : Polypropylene Threaded Plug (Male) PN10
1 | 1/2" | No. | 1
2 | 3/4" | No. | 1
3 | 1" | No. | 1
4 | 1 1/4" | No. | 1
5 | 1 1/2" | No. | 1
6 | 2" | No. | 1
7 | 63mm | No. | 1
8 | 75mm | No. | 1
Section N : Polypropylene Threaded Plug (Female) PN10
1 | 1/2" | No. | 1
2 | 3/4" | No. | 1
3 | 1" | No. | 1
4 | 1 1/4" | No. | 1
5 | 1 1/2" | No. | 1
6 | 2" | No. | 1
7 | 63mm | No. | 1
8 | 75mm | No. | 1
9 | 90mm | No. | 1
10 | 110mm | No. | 1
Section O : PVC Saddles (With reinforcing ring) Polypropylene Material
1 | 40mm x 3/4" | No. | 1
2 | 50mm x 3/4" | No. | 1
3 | 50mm x 1" | No. | 1
4 | 63mm x 3/4" | No. | 1
5 | 63mm x 1" | No. | 1
6 | 75mm x 1/2" | No. | 1
7 | 75mm x 3/4" | No. | 1
8 | 75mm x 1" | No. | 1
9 | 75mm x 1 1/4" | No. | 1
10 | 90mm x 3/4" | No. | 1
11 | 90mm x 1" | No. | 1
12 | 90mm x 1 1/4" | No. | 1
13 | 110mm x 1/2" | No. | 1
14 | 110mm x 3/4" | No. | 1
15 | 110mm x 1" | No. | 1
16 | 110mm x 1 1/4" | No. | 1
17 | 110mm x 1 1/2" | No. | 1
18 | 110mm x 2" | No. | 1
19 | 125mm x 3/4" | No. | 1
20 | 160mm x 1" | No. | 1
21 | 160mm x 1 1/4" | No. | 1
22 | 160mm x 1 1/2" | No. | 1
23 | 160mm x 2" | No. | 1
24 | 200mm x 1" | No. | 1
25 | 200mm x 1 1/4" | No. | 1
26 | 200mm x 1 1/2" | No. | 1
TOTAL CARRIED FORWARD
BILL 4 : SUPPLY AND DELIVERY OF WATER RETICULATION MATERIAL
ITEM NO | DESCRIPTION | UNIT | QUANTITY | RATE | RATE | RATE
|  |  |  | Ehlanzeni DM Price Per Unit (Incl. VAT) | Gert Sibande DM Price Per Unit (Incl. VAT) | Nkangala DM Price Per Unit (Incl. VAT)
BROUGHT FORWAD
27 | 200mm x 2" | No. | 1
28 | 250mm x 1" | No. | 1
29 | 250mm x 1 1/4" | No. | 1
30 | 250mm x 1 ½” | No. | 1
31 | 250mm x 2" | No. | 1
Section P : UPVC Bends Socketed one end PN16
1 | 50mm x 11 1/4 ° (degrees) | No. | 1
2 | 50mm x 22 1/2 ° | No. | 1
3 | 50mm x 45° | No. | 1
4 | 50mm x 90° | No. | 1
5 | 63mm x 11 1/4° | No. | 1
6 | 63mm x 22 1/2° | No. | 1
7 | 63mm x 45° | No. | 1
8 | 63mm x 90° | No. | 1
9 | 75mm x 11 1/4° | No. | 1
10 | 75mm x 22 1/2° | No. | 1
11 | 75mm x 45° | No. | 1
12 | 75mm x 90° | No. | 1
13 | 90mm x 11 1/4° | No. | 1
14 | 90mm x 22 1/2° | No. | 1
15 | 90mm x 45° | No. | 1
16 | 90mm x 90° | No. | 1
17 | 110mm x 11 1/4° | No. | 1
18 | 110mm x 22 1/2° | No. | 1
19 | 110mm x 45° | No. | 1
20 | 110mm x 90° | No. | 1
21 | 125mm x 90° | No. | 1
22 | 125mm x 11 1/4° | No. | 1
23 | 125mm x 22 1/2° | No. | 1
24 | 160mm x 11 1/4° | No. | 1
25 | 160mm x 22 1/2° | No. | 1
26 | 160mm x 45° | No. | 1
27 | 160mm x 90° | No. | 1
28 | 200mm x 11 1/4° | No. | 1
29 | 200mm x 22 1/2° | No. | 1
30 | 200mm x 45° | No. | 1
31 | 200mm x 90° | No. | 1
32 | 250mm x 11 1/4° | No. | 1
33 | 250mm x 22 1/2° | No. | 1
34 | 250mm x 45° | No. | 1
35 | 250mm x 90° | No. | 1
36 | 300mm x 11 1/4° | No. | 1
37 | 300mm x 22 1/2° | No. | 1
38 | 300mm x 45° | No. | 1
39 | 300mm x 90° | No. | 1
Section Q : Polycop Pipe (100m)
1 | 15mm | No. | 1
2 | 22mm | No. | 1
3 | 25mm | No. | 1
4 | 32mm | No. | 1
5 | 42mm | No. | 1
6 | 54mm | No. | 1
Section R : HDPE (Polethyne) Pipe PN16 x 100meters
1 | 16mm | No. | 1
2 | 20mm | No. | 1
3 | 25mm | No. | 1
TOTAL CARRIED FORWARD
BILL 4 : SUPPLY AND DELIVERY OF WATER RETICULATION MATERIAL
ITEM NO | DESCRIPTION | UNIT | QUANTITY | RATE | RATE | RATE
|  |  |  | Ehlanzeni DM Price Per Unit (Incl. VAT) | Gert Sibande DM Price Per Unit (Incl. VAT) | Nkangala DM Price Per Unit (Incl. VAT)
BROUGHT FORWAD
4 | 32mm | No. | 1
5 | 40mm | No. | 1
6 | 50mm | No. | 1
7 | 63mm | No. | 1
8 | 75mm | No. | 1
9 | 90mm | No. | 1
10 | 110mm | No. | 1
Section S : Hydrant Tee Table 16 Iron Fitting (For PVC) Fusion Bonded Epoxy Coated
1 | 50mm | No. | 1
2 | 63mm | No. | 1
3 | 75mm | No. | 1
4 | 90mm | No. | 1
5 | 110mm | No. | 1
6 | 160mm | No. | 1
7 | 200mm | No. | 1
8 | 250mm | No. | 1
9 | Fire Hydrant Underground (London “V” threaded) | No. | 1
10 | Brass Fire Hydrant Jumper (Plunger) | No. | 1
SECTION T: Full Bore Ball Valves Lever Operated
1 | 15mm (F/F) | No. | 1
2 | 15mm (F/I) | No. | 1
3 | 20mm (F/F) | No. | 1
4 | 20mm (F/I) | No. | 1
5 | 25mm (F/F) | No. | 1
6 | 25mm (F/I) | No. | 1
7 | 32mm (F/F) | No. | 1
8 | 32mm (F/I) | No. | 1
9 | 40mm (F/F) | No. | 1
10 | 40mm (F/I) | No. | 1
11 | 50mm (F/F) | No. | 1
12 | 50mm (F/I) | No. | 1
Section U : Brass Compression Fittings (Cobra - SABS)
1 | 15mm C-C Coupler | No. | 1
2 | 15mm C-MI Coupler | No. | 1
3 | 15mm C-FI Coupler | No. | 1
4 | 15mm C-C Elbow | No. | 1
5 | 15mm C-MI Elbow | No. | 1
6 | 15mm C-FI Elbow | No. | 1
7 | 15mm C-C-C Tee | No. | 1
8 | 22mm C-C Coupler | No. | 1
9 | 22mm C-FI Coupler | No. | 1
10 | 22mm C-MI Coupler | No. | 1
11 | 22mm C-C Elbow | No. | 1
12 | 22mm C-MI Elbow | No. | 1
13 | 22mm C-FI Elbow | No. | 1
14 | 22mm C-C-C Tee | No. | 1
15 | 28mm C-C Coupler | No. | 1
16 | 28mm C-MI Coupler | No. | 1
17 | 28mm C-FI Coupler | No. | 1
18 | 28mm C-C Elbow | No. | 1
19 | 28mm C-MI Elbow | No. | 1
20 | 28mm C-FI Elbow | No. | 1
21 | 28mm C-C-C Tee | No. | 1
22 | 35mm C-C Coupler | No. | 1
23 | 35mm C-MI Coupler | No. | 1
TOTAL CARRIED FORWARD
BILL 4 : SUPPLY AND DELIVERY OF WATER RETICULATION MATERIAL
ITEM NO | DESCRIPTION | UNIT | QUANTITY | RATE | RATE | RATE
|  |  |  | Ehlanzeni DM Price Per Unit (Incl. VAT) | Gert Sibande DM Price Per Unit (Incl. VAT) | Nkangala DM Price Per Unit (Incl. VAT)
BROUGHT FORWAD
24 | 35mm C- FI Coupler | No. | 1
25 | 35mm C-C Elbow | No. | 1
26 | 35mm C- MI Elbow | No. | 1
27 | 35mm C-FI Elbow | No. | 1
28 | 35mm C-C-C Tee | No. | 1
29 | 42mm C-C Coupler | No. | 1
30 | 42mm C-MI Coupler | No. | 1
31 | 42mm C- FI Coupler | No. | 1
32 | 42mm C- C Elbow | No. | 1
33 | 42mm C-MI Elbow | No. | 1
34 | 42mm C-FI Elbow | No. | 1
35 | 42mm C-C-C Tee | No. | 1
36 | 54mm C-C Coupler | No. | 1
37 | 54mm C-MI Coupler | No. | 1
38 | 54mm C-FI Coupler | No. | 1
39 | 54mm C-C Elbow | No. | 1
40 | 54mm C-MI Elbow | No. | 1
41 | 54mm C- FI Elbow | No. | 1
42 | 54mm C-C-C Tee | No. | 1
43 | PTFE Tape Diana (Thread Tape) | No. | 1
44 | 22mm x 15mm Reducing Rings Set | No. | 1
45 | 28mm x 22mm Reducing Rings Set | No. | 1
46 | 35mm x 28mm Reducing Rings Set | No. | 1
Section U : Brass Compression Fittings (Cobra - SABS)… Cont….
50 | 22mm Rings | No. | 1
51 | 28mm Rings | No. | 1
52 | 54mm Reducing | No. | 1
53 | 15mm x 22mm C/C Reducing Coupler | No. | 1
54 | 22mm x 28mm C/C Reducing Coupler | No. | 1
55 | 15mm Elbow Wall Plate C x F | No. | 1
56 | 20mm Elbow Wall Plate C x F | No. | 1
57 | 15mm Stop End | No. | 1
58 | 22mm Stop End | No. | 1
59 | 28mm Stop End | No. | 1
Section V : Copper Tubing – Class 1 (5.5m Length)
1 | 15mm Copper Tubing Class 1 (5.5m) | No. | 1
2 | 22mm Copper Tubing Class 1 (5.5m) | No. | 1
3 | 28mm Copper Tubing Class 1 (5.5m) | No. | 1
4 | 35mm Copper Tubing Class 1 (5.5m) | No. | 1
5 | 42mm Copper Tubing Class 1 (5.5m) | No. | 1
6 | 54mm Copper Tubing Class 1 (5.5m) | No. | 1
Section X : Cast Iron Short Collar Couplings for AC Pipes (with rubbers)
1 | 50mm | No. | 1
2 | 75mm | No. | 1
3 | 100mm | No. | 1
4 | 125mm | No. | 1
5 | 150mm | No. | 1
Section Y : Rubbers For Cast Iron Short Collar Couplings for AC Pipes
1 | 50mm | No. | 1
2 | 75mm | No. | 1
3 | 100mm | No. | 1
4 | 125mm | No. | 1
Section Z : Waterworks: AVK Plain Ended Gate Valves
1 | 50mm | No. | 1
2 | 75mm | No. | 1
TOTAL CARRIED FORWARD
BILL 4 : SUPPLY AND DELIVERY OF WATER RETICULATION MATERIAL
ITEM NO | DESCRIPTION | UNIT | QUANTITY | RATE | RATE | RATE
|  |  |  | Ehlanzeni DM Price Per Unit (Incl. VAT) | Gert Sibande DM Price Per Unit (Incl. VAT) | Nkangala DM Price Per Unit (Incl. VAT)
BROUGHT FORWAD
3 | 100mm | No. | 1
4 | 150mm | No. | 1
5 | 200mm | No. | 1
6 | 250mm | No. | 1
7 | 300mm | No. | 1
Section A.1 : Waterworks: AVK Push Fit Gate Valve (PVC - Pipes)
1 | 50mm | No. | 1
2 | 80mm | No. | 1
3 | 90mm | No. | 1
4 | 110mm | No. | 1
5 | 160mm | No. | 1
6 | 200mm | No. | 1
7 | 250mm | No. | 1
8 | 300mm | No. | 1
Section A.2 : Waterworks: AVK Flanged Gate Valve (Table - 16)
1 | 50mm | No. | 1
2 | 80mm | No. | 1
3 | 100mm | No. | 1
4 | 150mm | No. | 1
5 | 200mm | No. | 1
6 | 250mm | No. | 1
7 | 300mm | No. | 1
Section A.4 : Waterworks: AVK Hand Wheels (with Bolt)
1 | 50mm Wheel | No. | 1
2 | 80mm Wheel | No. | 1
3 | 100mm Wheel | No. | 1
4 | 150mm Wheel | No. | 1
5 | 200mm Wheel | No. | 1
6 | 250/300mm Wheel | No. | 1
7 | 350/600mm Wheel | No. | 1
Section A.5 : Pressure Reducing Valve (Flanged Both Sides)
1 | 50mm | No. | 1
2 | 75mm | No. | 1
3 | 100mm | No. | 1
4 | 125mm | No. | 1
5 | 150mm | No. | 1
6 | 200mm | No. | 1
7 | 250mm | No. | 1
8 | 300mm | No. | 1
Section A.6 : Spool (Distance) Pieces (Flanged Both Sides) 150mm Long
1 | 40mm | No. | 1
2 | 50mm | No. | 1
3 | 80mm | No. | 1
4 | 100mm | No. | 1
5 | 125mm | No. | 1
6 | 150mm | No. | 1
7 | 200mm | No. | 1
8 | 250mm | No. | 1
9 | 300mm | No. | 1
10 | 350mm | No. | 1
11 | 400mm | No. | 1
12 | 500mm | No. | 1
Section A.7 : Fire Hydrant Extension (80mm Flanged - Table 16)
1 | 150mm | No. | 1
TOTAL CARRIED FORWARD
BILL 4 : SUPPLY AND DELIVERY OF WATER RETICULATION MATERIAL
ITEM NO | DESCRIPTION | UNIT | QUANTITY | RATE | RATE | RATE
|  |  |  | Ehlanzeni DM Price Per Unit (Incl. VAT) | Gert Sibande DM Price Per Unit (Incl. VAT) | Nkangala DM Price Per Unit (Incl. VAT)
BROUGHT FORWAD
2 | 300mm | No. | 1
3 | 450mm | No. | 1
Section A.8 : UPVC - AC Adaptor PN16
1 | 50mm | No. | 1
2 | 63mm | No. | 1
3 | 75mm | No. | 1
4 | 90mm | No. | 1
5 | 110mm | No. | 1
6 | 125mm | No. | 1
7 | 160mm | No. | 1
8 | 200mm | No. | 1
9 | 250mm | No. | 1
10 | 315mm | No. | 1
11 | 355mm | No. | 1
Section A.9 : Repair Coupler UPVC PN16
1 | 50mm | No. | 1
2 | 63mm | No. | 1
3 | 75mm | No. | 1
4 | 90mm | No. | 1
5 | 110mm | No. | 1
6 | 125mm | No. | 1
7 | 160mm | No. | 1
8 | 200mm | No. | 1
9 | 250mm | No. | 1
10 | 315mm | No. | 1
11 | 355mm | No. | 1
Section A.10 : Equal Tees UPC PN16
1 | 50mm | No. | 1
2 | 63mm | No. | 1
3 | 75mm | No. | 1
4 | 90mm | No. | 1
5 | 110mm | No. | 1
6 | 160mm | No. | 1
7 | 200mm | No. | 1
8 | 250mm | No. | 1
9 | 315mm | No. | 1
10 | 355mm | No. | 1
Section A.11 : Reducing Tees UPVC PN16
1 | 63 x 50mm | No. | 1
2 | 75 x 50mm | No. | 1
3 | 75 x 63mm | No. | 1
4 | 90 x 50mm | No. | 1
5 | 90 x 63mm | No. | 1
6 | 90 x 75mm | No. | 1
7 | 110 x 75mm | No. | 1
8 | 110 x 90mm | No. | 1
9 | 160 x 75mm | No. | 1
10 | 160 x 90mm | No. | 1
11 | 160 x 110mm | No. | 1
12 | 200 x 160mm | No. | 1
13 | 250 x 160mm | No. | 1
14 | 250 x 200mm | No. | 1
15 | 315 x 200mm | No. | 1
16 | 315 x 250mm | No. | 1
TOTAL CARRIED FORWARD
BILL 4 : SUPPLY AND DELIVERY OF WATER RETICULATION MATERIAL
ITEM NO | DESCRIPTION | UNIT | QUANTITY | RATE | RATE | RATE
|  |  |  | Ehlanzeni DM Price Per Unit (Incl. VAT) | Gert Sibande DM Price Per Unit (Incl. VAT) | Nkangala DM Price Per Unit (Incl. VAT)
BROUGHT FORWAD
Section A.12 : Equal Tees Flanged on Branch
1 | 50 x 50mm | No. | 1
2 | 63 x 50mm | No. | 1
3 | 75 x 50mm | No. | 1
4 | 90 x 50mm | No. | 1
5 | 90 x 80mm | No. | 1
6 | 110 x 50mm | No. | 1
7 | 110 x 80mm | No. | 1
8 | 160 x 50mm | No. | 1
9 | 160 x 80mm | No. | 1
10 | 160 x 100mm | No. | 1
11 | 200 x 100mm | No. | 1
12 | 200 x 150mm | No. | 1
Section A13 : Reducer Female UPC PN16
1 | 75mm x 50mm | No. | 1
2 | 90mm x 75mm | No. | 1
3 | 110mm x 75mm | No. | 1
4 | 110mm x 90mm | No. | 1
5 | 125mm x 110mm | No. | 1
6 | 160mm x 110mm | No. | 1
7 | 160mm x 125mm | No. | 1
8 | 200mm x 160mm | No. | 1
9 | 250mm x 200mm | No. | 1
10 | 315mm x 200mm | No. | 1
11 | 315mm x 250mm | No. | 1
Section A14 : Reducer Male/Female UPVC PN16
1 | 75 x 50mm | No. | 1
2 | 90 x 75mm | No. | 1
3 | 110 x 75mm | No. | 1
4 | 110 x 90mm | No. | 1
5 | 125 x 110mm | No. | 1
6 | 160 x 110mm | No. | 1
7 | 160 x 125mm | No. | 1
8 | 200 x 160mm | No. | 1
9 | 250 x 200mm | No. | 1
10 | 315 x 250mm | No. | 1
Section A15 : END Cap UPVC PN16
1 | 50mm | No. | 1
2 | 63mm | No. | 1
3 | 75mm | No. | 1
4 | 90mm | No. | 1
5 | 110mm | No. | 1
6 | 125mm | No. | 1
7 | 140mm | No. | 1
8 | 160mm | No. | 1
9 | 200mm | No. | 1
10 | 250mm | No. | 1
11 | 315mm | No. | 1
Section A16 : Flange Adaptor UPVC PN16 Table 16
1 | 50mm | No. | 1
2 | 63mm | No. | 1
3 | 75mm | No. | 1
4 | 90mm | No. | 1
5 | 110mm | No. | 1
6 | 125mm | No. | 1
7 | 140mm | No. | 1
TOTAL CARRIED FORWARD
BILL 4 : SUPPLY AND DELIVERY OF WATER RETICULATION MATERIAL
ITEM NO | DESCRIPTION | UNIT | QUANTITY | RATE | RATE | RATE
|  |  |  | Ehlanzeni DM Price Per Unit (Incl. VAT) | Gert Sibande DM Price Per Unit (Incl. VAT) | Nkangala DM Price Per Unit (Incl. VAT)
BROUGHT FORWAD
8 | 160mm | No. | 1
9 | 200mm | No. | 1
10 | 250mm | No. | 1
11 | 315mm | No. | 1
Section A.17 : Stainless Steel Full Repair Couplings (Cascade)
1 | 45mm – 55mm | No. | 1
2 | 59mm – 67mm | No. | 1
3 | 69mm – 76mm | No. | 1
4 | 75mm – 83mm | No. | 1
5 | 87mm – 93mm | No. | 1
6 | 95mm – 104mm | No. | 1
7 | 104mm – 113mm | No. | 1
8 | 113mm – 120mm | No. | 1
9 | 121mm – 130mm | No. | 1
10 | 126mm – 136mm | No. | 1
11 | 130mm – 142mm | No. | 1
12 | 150mm – 161mm | No. | 1
13 | 167mm – 176mm | No. | 1
14 | 174mm – 183mm | No. | 1
15 | 179mm – 189mm | No. | 1
16 | 196mm – 205mm | No. | 1
17 | 202mm – 212mm | No. | 1
18 | 218mm – 228mm | No. | 1
19 | 229mm – 238mm | No. | 1
20 | 236mm – 245mm | No. | 1
21 | 248mm – 257mm | No. | 1
22 | 281mm – 290mm | No. | 1
23 | 288mm – 298mm | No. | 1
24 | 304mm – 314mm | No. | 1
25 | 332mm- 343mm | No. | 1
26 | 356mm – 365mm | No. | 1
27 | 500mm - 520mm | No. | 1
28 | 520mm - 540mm | No. | 1
Section A.18 : Stainless Steel Half Repair Couplings (Cascade)
1 | 15mm | No. | 1
2 | 20mm | No. | 1
3 | 25mm | No. | 1
4 | 32mm | No. | 1
5 | 40mm | No. | 1
6 | 50mm | No. | 1
Section A.19 : Cast Iron Saddles for AC Pipe
1 | 50mm x 3/4" | No. | 1
2 | 50mm x 1" | No. | 1
3 | 75mm x 3/4" | No. | 1
4 | 75mm x 1" | No. | 1
5 | 75mm x 1 1/2" | No. | 1
6 | 100mm x 3/4 | No. | 1
7 | 100mm x 1" | No. | 1
8 | 100mm x 1 1/2" | No. | 1
9 | 125mm x 3/4" | No. | 1
10 | 125mm x 1" | No. | 1
11 | 125mm x 1 1/2" | No. | 1
12 | 150mm x 3/4 | No. | 1
13 | 150mm x 1" | No. | 1
14 | 150mm x 1 1/2 | No. | 1
TOTAL CARRIED FORWARD
BILL 4 : SUPPLY AND DELIVERY OF WATER RETICULATION MATERIAL
ITEM NO | DESCRIPTION | UNIT | QUANTITY | RATE | RATE | RATE
|  |  |  | Ehlanzeni DM Price Per Unit (Incl. VAT) | Gert Sibande DM Price Per Unit (Incl. VAT) | Nkangala DM Price Per Unit (Incl. VAT)
BROUGHT FORWAD
15 | 200mm x 3/4" | No. | 1
16 | 200mm x 1" | No. | 1
17 | 200mm x 1 1/2" | No. | 1
18 | 250mm x 1" | No. | 1
19 | 250mm x 1 1/2" | No. | 1
20 | 300mm x 1" | No. | 1
21 | 300mm x 1 1/2" | No. | 1
Section A.20 : Ranger - V.J Coupling (Fusion Bonded Epoxy)
1 | 59mm - 72mm | No. | 1
2 | 72mm - 85mm | No. | 1
3 | 88mm - 103mm | No. | 1
4 | 109mm - 128mm | No. | 1
5 | 138mm - 155mm | No. | 1
6 | 159mm - 182mm | No. | 1
7 | 192mm - 209mm | No. | 1
8 | 218mm - 234mm | No. | 1
9 | 235mm - 252mm | No. | 1
10 | 250mm - 267mm | No. | 1
11 | 272mm - 286mm | No. | 1
12 | 286mm - 304mm | No. | 1
13 | 296mm - 304mm | No. | 1
14 | 315mm - 328mm | No. | 1
15 | 315mm - 332mm | No. | 1
16 | 322mm - 348mm | No. | 1
17 | 334mm - 350mm | No. | 1
18 | 344mm - 360mm | No. | 1
19 | 509mm - 523mm | No. | 1
20 | 518mm - 534mm | No. | 1
Section A.21 : Ranger Flange Adaptors (Fusion Bonded Epoxy)
1 | 59 - 72mm | No. | 1
2 | 75 - 85mm | No. | 1
3 | 88 - 103mm | No. | 1
4 | 109 - 128mm | No. | 1
5 | 159 - 182mm | No. | 1
6 | 192 - 210mm | No. | 1
7 | 218 - 235mm | No. | 1
8 | 250 – 267mm | No. | 1
9 | 272 -289mm | No. | 1
10 | 315 - 332mm | No. | 1
11 | 322 - 340mm | No. | 1
12 | 342 – 358mm | No. | 1
13 | 417 - 437mm | No. | 1
14 | 509 – 523mm | No. | 1
15 | 518 - 534 | No. | 1
Section A.22 : Ranger Step Couplings (Fusion Bonded Epoxy)
1 | 50-65mm | No. | 1
2 | 80-100mm | No. | 1
3 | 100-125mm | No. | 1
4 | 125-150mm | No. | 1
5 | 150-175mm | No. | 1
6 | 175-200mm | No. | 1
7 | 200-200mm | No. | 1
8 | 250-250mm | No. | 1
9 | 300 – 300mm | No. | 1
TOTAL CARRIED FORWARD
BILL 4 : SUPPLY AND DELIVERY OF WATER RETICULATION MATERIAL
ITEM NO | DESCRIPTION | UNIT | QUANTITY | RATE | RATE | RATE
|  |  |  | Ehlanzeni DM Price Per Unit (Incl. VAT) | Gert Sibande DM Price Per Unit (Incl. VAT) | Nkangala DM Price Per Unit (Incl. VAT)
BROUGHT FORWAD
10 | 350 – 350mm | No. | 1
11 | 400 – 400mm | No. | 1
12 | 450 – 450mm | No. | 1
13 | 500 – 500mm | No. | 1
Section A.23 : Ranger End Caps (Fusion Bonded Epoxy)
1 | 59 - 72mm | No. | 1
2 | 72 - 85mm | No. | 1
3 | 88 - 103mm | No. | 1
4 | 109 - 128mm | No. | 1
5 | 138 - 153mm | No. | 1
6 | 159 - 182mm | No. | 1
7 | 192 - 210mm | No. | 1
8 | 218 - 235mm | No. | 1
9 | 235 - 252mm | No. | 1
10 | 250 - 267mm | No. | 1
11 | 272 - 289mm | No. | 1
12 | 286 – 304mm | No. | 1
13 | 315 - 332mm | No. | 1
14 | 509 – 523mm | No. | 1
15 | 518 – 534mm | No. | 1
Section A.24 : Shouldered Couplings (Fusion Bonded)
1 | 60.3 | No. | 1
2 | 88.9 | No. | 1
3 | 114.3 | No. | 1
4 | 165.1 | No. | 1
5 | 219.1 | No. | 1
Section A.25 : Brass Bodied Water Meters (PSM Standard) with Tail Pieces and Washers (KENT)
1 | 15mm | No. | 1
2 | 20mm | No. | 1
3 | 25mm | No. | 1
4 | 40mm | No. | 1
Section A.26 : Plastic Bodied Water Meter (KSM Standard) with Tail Pieces and Washers (KENT
1 | 15mm | No. | 1
2 | 20mm | No. | 1
3 | 25mm | No. | 1
4 | 40mm | No. | 1
Section A.27 : Plastic Bodied Water Meters (KSM Standard) in Plastic Box (KENT)
1 | 15mm | No. | 1
2 | 20mm | No. | 1
52.3 | 25mm | No. | 1
52.4 | 40mm | No. | 1
Section A.28 : Brass Bodied Water Meter (PSM Standard) in Plastic Box (KENT)
53.1 | 15mm | No. | 1
53.2 | 20mm | No. | 1
53.3 | 25mm | No. | 1
53.4 | 40mm | No. | 1
Section A.29 : Brass Meter Tailpieces with Washers (supplied in Pairs)
54.1 | 15mm | No. | 1
54.2 | 20mm | No. | 1
54.3 | 25mm | No. | 1
54.4 | 40mm | No. | 1
TOTAL CARRIED FORWARD
BILL 4 : SUPPLY AND DELIVERY OF WATER RETICULATION MATERIAL
ITEM NO | DESCRIPTION | UNIT | QUANTITY | RATE | RATE | RATE
|  |  |  | Ehlanzeni DM Price Per Unit (Incl. VAT) | Gert Sibande DM Price Per Unit (Incl. VAT) | Nkangala DM Price Per Unit (Incl. VAT)
BROUGHT FORWAD
Section A.30 : Plastic Meter Tailpieces with Washers (Supplied in Pairs)
55.1 | 15mm | No. | 1
55.2 | 20mm | No. | 1
55.3 | 25mm | No. | 1
55.4 | 40mm | No. | 1
Section A.31 : Plastic Washers for Brass Tailpieces
56.1 | 15mm | No. | 1
56.2 | 20mm | No. | 1
56.3 | 25mm | No. | 1
56.4 | 40mm | No. | 1
Section A.32 : Plastic Meter Box Oval KENT (Heavy Duty) With Valve
57.1 | 15mm | No. | 1
57.2 | 20mm | No. | 1
Section A.33 : Plastic Meter Box Oval KENT (Heavy Duty) Without Valve
58.1 | 15mm | No. | 1
58.2 | 20mm | No. | 1
58.3 | 40mm | No. | 1
Section A.34 : Plastic Meter Box Economy
59.1 | 15mm | No. | 1
59.2 | 20mm | No. | 1
59.3 | 40mm | No. | 1
Section A.35 : Bulk Combination Water Meter ( KENT) T16
60.1 | 50mm | No. | 1
60.2 | 80mm | No. | 1
60.3 | 100mm | No. | 1
60.4 | 150mm | No. | 1
Section A.36 : Bulk Combination Water Meter (SENSUS) T16
61.1 | 50mm | No. | 1
61.2 | 80mm | No. | 1
61.3 | 100mm | No. | 1
61.4 | 150mm | No. | 1
Section A.37 : Bulk Water Meter (ELSTER KENT) T16
62.1 | 40mm | No. | 1
62.2 | 50mm | No. | 1
62.3 | 80mm | No. | 1
62.4 | 100mm | No. | 1
62.5 | 125mm | No. | 1
62.6 | 150mm | No. | 1
62.7 | 200mm | No. | 1
62.8 | 250mm | No. | 1
62.9 | 300mm | No. | 1
62.1 | 350mm | No. | 1
62.11 | 400mm | No. | 1
62.12 | 500mm | No. | 1
Section A.38 : Bulk Water Meter (SENSUS) T16
63.1 | 40mm | No. | 1
63.2 | 50mm | No. | 1
63.3 | 80mm | No. | 1
63.4 | 100mm | No. | 1
63.5 | 125mm | No. | 1
63.6 | 150mm | No. | 1
63.7 | 200mm | No. | 1
63.8 | 250mm | No. | 1
TOTAL CARRIED FORWARD
BILL 4 : SUPPLY AND DELIVERY OF WATER RETICULATION MATERIAL
ITEM NO | DESCRIPTION | UNIT | QUANTITY | RATE | RATE | RATE
|  |  |  | Ehlanzeni DM Price Per Unit (Incl. VAT) | Gert Sibande DM Price Per Unit (Incl. VAT) | Nkangala DM Price Per Unit (Incl. VAT)
BROUGHT FORWAD
63.9 | 300mm | No. | 1
63.1 | 350mm | No. | 1
63.11 | 400mm | No. | 1
63.12 | 500mm | No. | 1
Section A.39 : Bulk Water Meter Inserts (ELSTER KENT METER)
64.1 | 40mm | No. | 1
64.2 | 50mm | No. | 1
64.3 | 80mm | No. | 1
64.4 | 100mm | No. | 1
64.5 | 125mm | No. | 1
64.6 | 150mm | No. | 1
64.7 | 200mm | No. | 1
64.8 | 250mm | No. | 1
64.9 | 300mm | No. | 1
64.1 | 350mm | No. | 1
64.11 | 400mm | No. | 1
64.12 | 500mm | No. | 1
Section A.40 : Bulk Water Meter Inserts (Sensus Meter)
1 | 40mm | No. | 1
2 | 50mm | No. | 1
3 | 80mm | No. | 1
4 | 100mm | No. | 1
5 | 125mm | No. | 1
6 | 150mm | No. | 1
7 | 200mm | No. | 1
8 | 250mm | No. | 1
9 | 300mm | No. | 1
10 | 350mm | No. | 1
11 | 400mm | No. | 1
12 | 500mm | No. | 1
Section A.41 : Inline Strainer (KENT)
1 | 40mm | No. | 1
2 | 50mm | No. | 1
3 | 80mm | No. | 1
4 | 100mm | No. | 1
5 | 125mm | No. | 1
6 | 150mm | No. | 1
7 | 200mm | No. | 1
8 | 250mm | No. | 1
9 | 300mm | No. | 1
10 | 350mm | No. | 1
11 | 400mm | No. | 1
12 | 500mm | No. | 1
Section A.42 : Inline Strainer (SENSUS)
1 | 40mm | No. | 1
2 | 50mm | No. | 1
3 | 80mm | No. | 1
4 | 100mm | No. | 1
5 | 125mm | No. | 1
6 | 150mm | No. | 1
7 | 200mm | No. | 1
8 | 250mm | No. | 1
9 | 300mm | No. | 1
10 | 350mm | No. | 1
TOTAL CARRIED FORWARD
BILL 4 : SUPPLY AND DELIVERY OF WATER RETICULATION MATERIAL
ITEM NO | DESCRIPTION | UNIT | QUANTITY | RATE | RATE | RATE
|  |  |  | Ehlanzeni DM Price Per Unit (Incl. VAT) | Gert Sibande DM Price Per Unit (Incl. VAT) | Nkangala DM Price Per Unit (Incl. VAT)
BROUGHT FORWAD
11 | 400mm | No. | 1
12 | 500mm | No. | 1
Section A.43 : UPVC Class 12 Pipe x 6m (Socketed on One End)
1 | 50mm | No. | 1
2 | 63mm | No. | 1
3 | 75mm | No. | 1
4 | 90mm | No. | 1
5 | 110mm | No. | 1
6 | 125mm | No. | 1
7 | 150mm | No. | 1
8 | 200mm | No. | 1
9 | 250mm | No. | 1
10 | 315mm | No. | 1
11 | 355mm | No. | 1
12 | 400mm | No. | 1
13 | 450mm | No. | 1
14 | 500mm | No. | 1
Section A.44 : UPVC Class 16 Pipe x 6m (Socketed on One End)
1 | 50mm | No. | 1
2 | 63mm | No. | 1
3 | 75mm | No. | 1
4 | 90mm | No. | 1
5 | 110mm | No. | 1
6 | 160mm | No. | 1
7 | 200mm | No. | 1
8 | 250mm | No. | 1
9 | 315mm | No. | 1
10 | 355mm | No. | 1
11 | 400mm | No. | 1
12 | 450mm | No. | 1
13 | 500mm | No. | 1
Section A.45 :UPVC Class 20 Pipe x 6m (Socketed on One End)
1 | 50mm | No. | 1
2 | 63mm | No. | 1
3 | 75mm | No. | 1
4 | 90mm | No. | 1
5 | 110mm | No. | 1
6 | 160mm | No. | 1
7 | 200mm | No. | 1
8 | 250mm | No. | 1
9 | 315mm | No. | 1
10 | 355mm | No. | 1
11 | 400mm | No. | 1
12 | 450mm | No. | 1
13 | 500mm | No. | 1
Section A.46 : UPVC Class 34 Pipe x 6 meters (Socketed on one end) Sewer
1 | 110mm | No. | 1
2 | 160mm | No. | 1
3 | 200mm | No. | 1
4 | 250mm | No. | 1
5 | 315mm | No. | 1
6 | 355mm | No. | 1
7 | 400mm | No. | 1
8 | 450mm | No. | 1
9 | 500mm | No. | 1
TOTAL CARRIED FORWARD
BILL 4 : SUPPLY AND DELIVERY OF WATER RETICULATION MATERIAL
ITEM NO | DESCRIPTION | UNIT | QUANTITY | RATE | RATE | RATE
|  |  |  | Ehlanzeni DM Price Per Unit (Incl. VAT) | Gert Sibande DM Price Per Unit (Incl. VAT) | Nkangala DM Price Per Unit (Incl. VAT)
BROUGHT FORWAD
Section A.47 : End Cap Cast Iron Push Fit - Fusion Bonded Epoxy (to fit PVC pipe)
1 | 50mm | No. | 1
2 | 63mm | No. | 1
3 | 75mm | No. | 1
4 | 90mm | No. | 1
5 | 110mm | No. | 1
6 | 160mm | No. | 1
7 | 200mm | No. | 1
8 | 250mm | No. | 1
9 | 315mm | No. | 1
10 | 355mm | No. | 1
11 | 400mm | No. | 1
12 | 500mm | No. | 1
Section A.48 : End Cap Cast Iron Plain Ended (to fit AC pipe)
1 | 50mm | No. | 1
2 | 75mm | No. | 1
3 | 100mm | No. | 1
4 | 125mm | No. | 1
5 | 150mm | No. | 1
6 | 200mm | No. | 1
7 | 250mm | No. | 1
8 | 300mm | No. | 1
9 | 350mm | No. | 1
10 | 400mm | No. | 1
11 | 500mm | No. | 1
Section A.49 : Sewer & Drain PVC-U Fittings
1 | Socket Single 110mm CL34 | No. | 1
2 | Socket Single 160mm CL34 | No. | 1
3 | Socket Single 200mm CL34 | No. | 1
4 | Socket Double 110mm CL34 | No. | 1
5 | Socket Double 160mm CL34 | No. | 1
6 | Socket Double 200mm CL34 | No. | 1
7 | Kimberley Socket 110mm CL34 | No. | 1
8 | Kimberley Socket 160mm CL34 | No. | 1
9 | Kimberley Socket 200mm CL34 | No. | 1
10 | Double Solvent Weld Socket 110mm CL34 | No. | 1
11 | Double Solvent Weld Socket 160mm CL34 | No. | 1
12 | Double Solvent Weld Socket 200mm CL34 | No. | 1
13 | Inspection Pipe 110mm CL34 | No. | 1
14 | Inspection Pipe 160mm CL34 | No. | 1
15 | Inspection Pipe 200mm CL34 | No. | 1
16 | Adaptor PVC / EW Female 110mm CL34 | No. | 1
17 | Adaptor PVC / EW Female 160mm CL34 | No. | 1
18 | Adaptor PVC / EW Female 200mm CL34 | No. | 1
19 | Saddle 450 x 110mm x 110mm CL34 | No. | 1
20 | Saddle 450 x 110mm x 160mm CL34 | No. | 1
21 | Saddle 450 x 160mm x 160mm CL34 | No. | 1
22 | Saddle 450 x 110mm x 200mm CL34 | No. | 1
23 | Saddle 450 x 160mm x 200mm CL34 | No. | 1
24 | Saddle 450 x 200mm x200mm CL34 | No. | 1
25 | Junction 900 Plain 110mm CL34 | No. | 1
26 | Junction 900 Plain 160mm CL34 | No. | 1
27 | Junction 900 Plain 200mm CL34 | No. | 1
28 | Junction 900 Plain 250mm CL34 | No. | 1
29 | Junction 900 Plain 300mm CL34 | No. | 1
30 | Junction 900 Plain 350mm CL34 | No. | 1
TOTAL CARRIED FORWARD
BILL 4 : SUPPLY AND DELIVERY OF WATER RETICULATION MATERIAL
ITEM NO | DESCRIPTION | UNIT | QUANTITY | RATE | RATE | RATE
|  |  |  | Ehlanzeni DM Price Per Unit (Incl. VAT) | Gert Sibande DM Price Per Unit (Incl. VAT) | Nkangala DM Price Per Unit (Incl. VAT)
BROUGHT FORWAD
31 | Junction 900 Plain 400mm CL34 | No. | 1
32 | Junction 900 Plain 450mm CL34 | No. | 1
33 | Junction 900 Plain 500mm CL34 | No. | 1
34 | Junction 450 Plain 110mm CL34 | No. | 1
35 | Junction 450 Plain 160mm CL34 | No. | 1
36 | Junction 450 Plain 200mm CL34 | No. | 1
37 | Junction 450 Plain 250mm CL34 | No. | 1
38 | Junction 450 Plain 300mm CL34 | No. | 1
39 | Junction 450 Plain 350mm CL34 | No. | 1
40 | Junction 450 Plain 400mm CL34 | No. | 1
41 | Junction 450 Plain 450mm CL 34 | No. | 1
42 | Junction 450 Plain 500mm CL34 | No. | 1
Section A.49 : Sewer & Drain PVC-U Fittings Cont….
43 | Junction Reducing 450 160 x 110 CL34 | No. | 1
44 | Junction Reducing 450 200 x 160 CL34 | No. | 1
45 | Junction Reducing 450 250 x 200 CL34 | No. | 1
46 | Junction Reducing 450 300 x 250 CL34 | No. | 1
47 | Junction Reducing 450 350 x 300 CL34 | No. | 1
48 | Junction Reducing 450 400 x 350 CL34 | No. | 1
49 | Junction Reducing 450 450 x 400 CL34 | No. | 1
50 | Junction Reducing 450 500 x 450 CL34 | No. | 1
51 | Bend 900 Plain 110mm CL34 | No. | 1
52 | Bend 900 Plain 160mm CL34 | No. | 1
53 | Bend 900 Plain 200mm CL34 | No. | 1
54 | Bend 900 Plain 250mm CL34 | No. | 1
55 | Bend 900 Plain 300mm CL34 | No. | 1
56 | Bend 900 Plain 350mm CL34 | No. | 1
57 | Bend 900 Plain 400mm CL34 | No. | 1
58 | Bend 900 Plain 450mm CL34 | No. | 1
59 | Bend 900 Plain 500mm CL34 | No. | 1
60 | Bend 450 Plain 110mm CL34 | No. | 1
61 | Bend 450 Plain 160mm CL34 | No. | 1
62 | Bend 450 Plain 200mm CL34 | No. | 1
63 | Bend 450 Plain 250mm CL34 | No. | 1
64 | Bend 450 Plain 300mm CL34 | No. | 1
65 | Bend 450 Plain 350mm CL34 | No. | 1
66 | Bend 450 Plain 400mm CL34 | No. | 1
67 | Bend 450 Plain 450mm CL34 | No. | 1
68 | Bend 450 Plain 500mm CL34 | No. | 1
69 | Bend 22½º Plain 110mm CL34 | No. | 1
70 | Bend 22½º Plain 160mm CL34 | No. | 1
71 | Bend 22½º Plain 200mm CL34 | No. | 1
72 | Bend 22½º Plain 250mm CL34 | No. | 1
73 | Bend 22½º Plain 300mm CL34 | No. | 1
74 | Bend 22½º Plain 350mm CL34 | No. | 1
75 | Bend 22½º Plain 400mm CL34 | No. | 1
76 | Bend 22½º Plain 450mm CL34 | No. | 1
77 | Bend 22½º Plain 500mm CL34 | No. | 1
78 | Bend 11¼º Plain 110mm CL34 | No. | 1
79 | Bend 11¼º Plain 160mm CL34 | No. | 1
80 | Bend 11¼º Plain 200mm CL34 | No. | 1
81 | Bend 11¼º Plain 250mm CL34 | No. | 1
82 | Bend 11¼º Plain 300mm CL34 | No. | 1
83 | Bend 11¼º Plain 350mm CL34 | No. | 1
84 | Bend 11¼º Plain 400mm CL34 | No. | 1
85 | Bend 11¼º Plain 450mm CL34 | No. | 1
TOTAL CARRIED FORWARD
BILL 4 : SUPPLY AND DELIVERY OF WATER RETICULATION MATERIAL
ITEM NO | DESCRIPTION | UNIT | QUANTITY | RATE | RATE | RATE
|  |  |  | Ehlanzeni DM Price Per Unit (Incl. VAT) | Gert Sibande DM Price Per Unit (Incl. VAT) | Nkangala DM Price Per Unit (Incl. VAT)
BROUGHT FORWAD
86 | Bend 11¼º Plain 500mm CL34 | No. | 1
87 | Gully “P” Trap 110mm | No. | 1
88 | Gully Head & Grate 150mm | No. | 1
89 | Gully Grate 190mm | No. | 1
90 | Stop End Plain Female 110mm | No. | 1
91 | Stop End Plain Male 110mm | No. | 1
92 | Stop End Plain Access 110mm | No. | 1
93 | Rodding Eye 900 110mm | No. | 1
Section A.50 : Soil & Vent PVC Fittings
1 | Waste Pipe PVC 40mm x 6m | No. | 1
2 | Waste Pipe PVC 50MM X 6M | No. | 1
3 | Bend 900 Plain 40mm | No. | 1
4 | Bend 450 Plain 40mm | No. | 1
5 | Bend 900 IE 40mm | No. | 1
6 | Bend 450 IE 40mm | No. | 1
7 | Bend 900 Plain 50mm | No. | 1
8 | Bend 450 Plain 50mm | No. | 1
9 | Bend 900 IE 50mm | No. | 1
10 | Bend 450 IE 50mm | No. | 1
11 | Junction Plain 40mm | No. | 1
12 | Junction IE 40mm | No. | 1
13 | Junction Plain 50mm | No. | 1
14 | Junction IE 50MM | No. | 1
15 | Strap On Boss 50mm | No. | 1
16 | Holder Bat & Nail-in 40mm | No. | 1
17 | Holder Bat & Nail-in 50mm | No. | 1
18 | Socket 40 mm | No. | 1
19 | Socket 50mm | No. | 1
20 | Stop End 40mm | No. | 1
21 | Stop End 50mm | No. | 1
22 | Socket Reducer 40 x 50mm | No. | 1
23 | Two Way Vent Valve 50mm | No. | 1
24 | One Way Vent Valve 50mm | No. | 1
25 | Air Vent Cowl 50mm | No. | 1
Section A.51 : Soil & Vent PVC Fittings Cont….
26 | Straight Pan Collar 110mm | No. | 1
27 | Pan Connector Offset 110mm | No. | 1
28 | Pan Collar Straight Rubber Socket 110mm | No. | 1
29 | Kwikpan Connector 110mm | No. | 1
30 | Overflow Gulley Head 110mm | No. | 1
31 | Stop End Access 110mm | No. | 1
32 | Stop End Male 110mm | No. | 1
33 | Eccentric Reducer 110 x 50mm | No. | 1
34 | Two Way Vent Valve 110mm | No. | 1
35 | Air Vent Cowl 110mm | No. | 1
36 | Pan Connector Access Heel 900 110mm | No. | 1
37 | Pan Connector Bend 900 110mm | No. | 1
38 | Junction Reducing Single Plain 900 110mm x 50mm | No. | 1
39 | Junction Reducing Single Heel 900 110mm x 50mm | No. | 1
40 | Junction Double Reducing Plain 900 110mm x 50mm | No. | 1
41 | Junction Double Reducing Access 900 110mm x 50mm | No. | 1
42 | Junction Single Plain 900110 x 110mm | No. | 1
43 | Junction Single Inspection Eye Heel 900 110mm | No. | 1
44 | Junction Single Plain 450 110 x 110mm | No. | 1
45 | Junction Single Access 450 110mm x 110mm | No. | 1
TOTAL CARRIED FORWARD
BILL 4 : SUPPLY AND DELIVERY OF WATER RETICULATION MATERIAL
ITEM NO | DESCRIPTION | UNIT | QUANTITY | RATE | RATE | RATE
|  |  |  | Ehlanzeni DM Price Per Unit (Incl. VAT) | Gert Sibande DM Price Per Unit (Incl. VAT) | Nkangala DM Price Per Unit (Incl. VAT)
BROUGHT FORWAD
46 | Flexible White Waste “S” Trap 40mm | No. | 1
47 | Flexible White Waste “S” Trap 50mm | No. | 1
48 | Standard Clip Adaptor 40mm | No. | 1
49 | Standard Clip Adaptor 50mm | No. | 1
50 | Toilet Wax Pan Seal Ring | No. | 1
51 | PVC Solvent Cement (Non Pressure) | No. | 1
52 | PVC Pressure Solvent Cement | No. | 1
53 | Holder Bats 40mm | No. | 1
54 | Holder Bats 50mm | No. | 1
55 | Cistern PVC White Complete | No. | 1
56 | Toilet Seat PVC H/D | No. | 1
57 | Toilet Pan White Porcelain | No. | 1
58 | Wash Trough 40L with Galvanised Brackets and Raw Bolts | No. | 1
Section A.52 : TAPS
1 | Bib Tap Hose Plastic Brown 15mm X 1/2" | No. | 1
2 | Bib Tap Hose Plastic Brown 15mm X 3/4" | No. | 1
3 | Bib tap Brass Hose H/P 20mm X 3/4" | No. | 1
4 | Bib Tap Brass Hose H/P 15mm X 1/2" | No. | 1
5 | Bib Tap Brass Hose H/P 15mm X 3/4" | No. | 1
6 | 15mm Tap Washers | No. | 1
7 | 20mm Tap Washers | No. | 1
8 | 15mm Brass Tap Jumper & Washer | No. | 1
9 | 20mm Brass Tap Jumper & Washer | No. | 1
Section A.53 : Wall Plate (Plastic)
1 | 15mm | No. | 1
2 | 20mm | No. | 1
Section A.54 : Wall Plate (Brass)
1 | 15mm | No. | 1
2 | 20mm | No. | 1
Section A.55 : 90° Elbow - Solvent Weld (both sides)
1 | 16mm | No. | 1
2 | 20mm | No. | 1
3 | 25mm | No. | 1
4 | 32mm | No. | 1
5 | 40mm | No. | 1
6 | 50mm | No. | 1
7 | 63mm | No. | 1
8 | 75mm | No. | 1
9 | 90mm | No. | 1
10 | 110mm | No. | 1
11 | 125mm | No. | 1
12 | 140mm | No. | 1
13 | 160mm | No. | 1
14 | 200mm | No. | 1
15 | 250mm | No. | 1
16 | 300mm | No. | 1
Section A.56 :45° Elbow - Solvent Weld (both sides)
1 | 16mm | No. | 1
2 | 20mm | No. | 1
3 | 25mm | No. | 1
4 | 32mm | No. | 1
5 | 40mm | No. | 1
TOTAL CARRIED FORWARD
BILL 4 : SUPPLY AND DELIVERY OF WATER RETICULATION MATERIAL
ITEM NO | DESCRIPTION | UNIT | QUANTITY | RATE | RATE | RATE
|  |  |  | Ehlanzeni DM Price Per Unit (Incl. VAT) | Gert Sibande DM Price Per Unit (Incl. VAT) | Nkangala DM Price Per Unit (Incl. VAT)
BROUGHT FORWAD
6 | 50mm | No. | 1
7 | 63mm | No. | 1
8 | 75mm | No. | 1
9 | 90mm | No. | 1
10 | 110mm | No. | 1
11 | 125mm | No. | 1
12 | 140mm | No. | 1
13 | 160mm | No. | 1
14 | 200mm | No. | 1
15 | 250mm | No. | 1
16 | 300mm | No. | 1
Section A.57 : TEE Equal - Solvent Weld
1 | 16mm | No. | 1
2 | 20mm | No. | 1
3 | 25mm | No. | 1
4 | 32mm | No. | 1
5 | 40mm | No. | 1
6 | 50mm | No. | 1
7 | 63mm | No. | 1
8 | 75mm | No. | 1
9 | 90mm | No. | 1
10 | 110mm | No. | 1
11 | 125mm | No. | 1
12 | 140mm | No. | 1
13 | 160mm | No. | 1
14 | 200mm | No. | 1
15 | 250mm | No. | 1
16 | 300mm | No. | 1
Section A.58 : Double Union Ball valve Solvent Weld
1 | 16mm | No. | 1
2 | 20mm | No. | 1
3 | 25mm | No. | 1
4 | 32mm | No. | 1
5 | 40mm | No. | 1
6 | 50mm | No. | 1
7 | 63mm | No. | 1
8 | 80mm | No. | 1
9 | 90mm | No. | 1
10 | 110mm | No. | 1
11 | 160mm | No. | 1
12 | 200 | No. | 1
13 | 250mm | No. | 1
14 | 300mm | No. | 1
Section A.59 : Double Union Solvent Weld
1 | 16mm | No. | 1
2 | 20mm | No. | 1
3 | 25mm | No. | 1
4 | 32mm | No. | 1
5 | 40mm | No. | 1
6 | 50mm | No. | 1
7 | 63mm | No. | 1
8 | 80mm | No. | 1
9 | 90mm | No. | 1
10 | 110mm | No. | 1
11 | 160mm | No. | 1
TOTAL CARRIED FORWARD
BILL 4 : SUPPLY AND DELIVERY OF WATER RETICULATION MATERIAL
ITEM NO | DESCRIPTION | UNIT | QUANTITY | RATE | RATE | RATE
|  |  |  | Ehlanzeni DM Price Per Unit (Incl. VAT) | Gert Sibande DM Price Per Unit (Incl. VAT) | Nkangala DM Price Per Unit (Incl. VAT)
BROUGHT FORWAD
12 | 200mm | No. | 1
13 | 250mm | No. | 1
14 | 300mm | No. | 1
Section A.60 : Air Valve - Single Orifice Plastic (Threaded)
1 | 15mm | No. | 1
2 | 20mm | No. | 1
3 | 25mm | No. | 1
4 | 32mm | No. | 1
Section A.61 : Air Valve - Anti Shock Air Release & Vacuum Breaker (water)
1 | 50mm | No. | 1
2 | 80mm | No. | 1
3 | 100mm | No. | 1
4 | 150mm | No. | 1
5 | 200mm | No. | 1
6 | 250mm | No. | 1
7 | 300mm | No. | 1
8 | 350mm | No. | 1
9 | 400mm | No. | 1
10 | 450mm | No. | 1
11 | 500mm | No. | 1
Section A.62 : Air Valve - Sewage anti shock air release & vacuum breaker
1 | 50mm | No. | 1
2 | 80mm | No. | 1
3 | 100mm | No. | 1
4 | 150mm | No. | 1
5 | 200mm | No. | 1
6 | 250mm | No. | 1
7 | 300mm | No. | 1
8 | 350mm | No. | 1
9 | 400mm | No. | 1
10 | 450mm | No. | 1
11 | 500mm | No. | 1
Section A.63 : Reducing Bushes - Galvanized (M/F)
1 | 20mm x 15mm | No. | 1
2 | 25mm x 15mm | No. | 1
3 | 25mm x 20mm | No. | 1
4 | 32mm x 15mm | No. | 1
5 | 32mm x 20mm | No. | 1
6 | 32mm x 25mm | No. | 1
7 | 40mm x 20mm | No. | 1
8 | 40mm x 25mm | No. | 1
9 | 40mm x 32mm | No. | 1
10 | 50mm x 20mm | No. | 1
11 | 50mm x 25mm | No. | 1
12 | 50mm x 32mm | No. | 1
13 | 50mm x 40mm | No. | 1
14 | 80mm x 50mm | No. | 1
15 | 100mm x 50mm | No. | 1
16 | 100mm x 80mm | No. | 1
Section A.64 : Hollow Plugs (galvanized)
1 | 15mm | No. | 1
2 | 20mm | No. | 1
3 | 25mm | No. | 1
TOTAL CARRIED FORWARD
BILL 4 : SUPPLY AND DELIVERY OF WATER RETICULATION MATERIAL
ITEM NO | DESCRIPTION | UNIT | QUANTITY | RATE | RATE | RATE
|  |  |  | Ehlanzeni DM Price Per Unit (Incl. VAT) | Gert Sibande DM Price Per Unit (Incl. VAT) | Nkangala DM Price Per Unit (Incl. VAT)
BROUGHT FORWAD
4 | 32mm | No. | 1
5 | 40mm | No. | 1
6 | 50mm | No. | 1
7 | 65mm | No. | 1
8 | 80mm | No. | 1
9 | 100mm | No. | 1
Section A.65 : Flanges - Bossed (Table - 16) Steel
1 | 50mm | No. | 1
2 | 65mm | No. | 1
3 | 80mm | No. | 1
4 | 100mm | No. | 1
5 | 125mm | No. | 1
6 | 150mm | No. | 1
7 | 200mm | No. | 1
8 | 250mm | No. | 1
9 | 300mm
Section A.66 : Strainers - Flanged Type (Bulk water meter) T16
1 | 50mm | No. | 1
2 | 80mm | No. | 1
3 | 100mm | No. | 1
4 | 125mm | No. | 1
5 | 150mm | No. | 1
6 | 200mm | No. | 1
7 | 250mm | No. | 1
8 | 300mm | No. | 1
9 | 350mm | No. | 1
10 | 400mm | No. | 1
11 | 450mm | No. | 1
12 | 500mm | No. | 1
Section A.67 : Ball Check Non Return Valve T16
1 | 50mm | No. | 1
2 | 80mm | No. | 1
3 | 100mm | No. | 1
4 | 125mm | No. | 1
5 | 150mm | No. | 1
6 | 200mm | No. | 1
7 | 250mm | No. | 1
8 | 300mm | No. | 1
9 | 350mm | No. | 1
10 | 400mm | No. | 1
11 | 450mm | No. | 1
12 | 500mm | No. | 1
Section A.68 : Swing Check Non Return Valve T16 (with Lever)
1 | 50mm | No. | 1
2 | 80mm | No. | 1
3 | 100mm | No. | 1
4 | 150mm | No. | 1
5 | 200mm | No. | 1
6 | 250mm | No. | 1
7 | 300mm | No. | 1
8 | 350mm | No. | 1
9 | 400mm | No. | 1
10 | 450mm | No. | 1
11 | 500mm | No. | 1
TOTAL CARRIED FORWARD
BILL 4 : SUPPLY AND DELIVERY OF WATER RETICULATION MATERIAL
ITEM NO | DESCRIPTION | UNIT | QUANTITY | RATE | RATE | RATE
|  |  |  | Ehlanzeni DM Price Per Unit (Incl. VAT) | Gert Sibande DM Price Per Unit (Incl. VAT) | Nkangala DM Price Per Unit (Incl. VAT)
BROUGHT FORWAD
Section A.69 : Butterfly Valve PN16 Loose Liner (with Alu Gear)
1 | 50mm | No. | 1
2 | 80mm | No. | 1
3 | 100mm | No. | 1
4 | 150mm | No. | 1
5 | 200mm | No. | 1
6 | 250mm | No. | 1
7 | 300mm | No. | 1
8 | 350mm | No. | 1
9 | 400mm | No. | 1
10 | 450mm | No. | 1
11 | 500mm | No. | 1
Section A.70 : Brass Screwed Foot-valves Female
1 | 25mm | No. | 1
2 | 32mm | No. | 1
3 | 40mm | No. | 1
4 | 50mm | No. | 1
5 | 65mm | No. | 1
6 | 80mm | No. | 1
7 | 100mm | No. | 1
8 | 150mm | No. | 1
9 | 200mm | No. | 1
10 | 250mm | No. | 1
11 | 300mm | No. | 1
Section A.71 : Polymer Manhole Covers
1 | Circular Manhole Cover (HD) Type 2A | No. | 1
2 | Circular Manhole Frame (HD) Type 2A | No. | 1
3 | Circular Manhole Cover (MD) Type 4A | No. | 1
4 | Circular Manhole Frame (MD) Type 4A | No. | 1
5 | Rectangular Manhole Frame (600 x 450) LD Type 9C | No. | 1
6 | Rectangular Manhole Cover (600 x 450) LD Type 9C | No. | 1
7 | Rectangular Manhole Frame (600 x 450) MD Type 9D | No. | 1
8 | Rectangular Manhole Cover (600 x 450) MD Type 9D | No. | 1
9 | Rectangular Manhole Frame (900 x 600) LD Type 9E | No. | 1
10 | Rectangular Manhole Cover (900 x 600) LD Type 9E | No. | 1
11 | Square Manhole Frame (900 x 900) (LD) | No. | 1
12 | Square Manhole Cover (900 x 900) (LD) | No. | 1
13 | Rectangular Hydrant Box (MD) Type 5 | No. | 1
14 | Rectangular Valve Box (MD) Type 5 | No. | 1
15 | Water Meter (MD) Type AVM | No. | 1
16 | Valve Box - Type 3A | No. | 1
Section A.72 : Ductile iron (D.I.) Manhole Covers & Frames
1 | Circular Manhole Cover (HD) Type 2A | No. | 1
2 | Circular Manhole Frame (HD) Type 2A | No. | 1
3 | Circular Manhole Cover (MD) Type 4A | No. | 1
4 | Circular Manhole Cover (MD) Type 4A | No. | 1
5 | Rectangular Manhole Frame (600 x 450) LD Type 9C | No. | 1
6 | Rectangular Manhole Cover (600 x 450) LD Type 9C | No. | 1
7 | Rectangular Manhole Cover (600 x 450) MD Type 9D | No. | 1
8 | Rectangular Manhole Frame (600 x 450) MD Type 9D | No. | 1
9 | Rectangular Manhole Frame (900 x 600) LD Type 9E | No. | 1
10 | Rectangular Manhole Cover (900 x 600) LD Type 9E | No. | 1
11 | Square Manhole Cover (900 x 900) LD | No. | 1
12 | Square Manhole Frame (900 x 900) LD | No. | 1
13 | Valve Box (380 x 305) HD | No. | 1
14 | Hydrant Box (380 x 305) HD | No. | 1
TOTAL CARRIED FORWARD
BILL 4 : SUPPLY AND DELIVERY OF WATER RETICULATION MATERIAL
ITEM NO | DESCRIPTION | UNIT | QUANTITY | RATE | RATE | RATE
|  |  |  | Ehlanzeni DM Price Per Unit (Incl. VAT) | Gert Sibande DM Price Per Unit (Incl. VAT) | Nkangala DM Price Per Unit (Incl. VAT)
BROUGHT FORWAD
Section A.73 : Ductile Iron Fittings For PVC- fusion bonded epoxy coated
1 | Flange Adaptor T16 50mm | No. | 1
2 | Flange Adaptor T16 63mm | No. | 1
3 | Flange Adaptor T16 75mm | No. | 1
4 | Flange Adaptor T16 90mm | No. | 1
5 | Flange Adaptor T16 110mm | No. | 1
6 | Flange Adaptor T16 160mm | No. | 1
7 | Flange Adaptor T16 200mm | No. | 1
8 | Flange Adaptor T16 250mm | No. | 1
9 | Flange Adaptor T16 315mm | No. | 1
10 | Flange Adaptor T16 355mm | No. | 1
11 | Equal Tee 50mm | No. | 1
12 | Equal Tee 63mm | No. | 1
13 | Equal Tee 75mm | No. | 1
14 | Equal Tee 90mm | No. | 1
15 | Equal Tee 110mm | No. | 1
16 | Equal Tee 160mm | No. | 1
17 | Equal Tee 200mm | No. | 1
18 | Equal Tee 250mm | No. | 1
19 | Equal Tee 315mm | No. | 1
20 | Equal Tee 355mm | No. | 1
21 | Reducing Tee 75 - 50 | No. | 1
22 | Reducing Tee 75 - 63 | No. | 1
23 | Reducing Tee 90 - 63 | No. | 1
24 | Reducing Tee 90 - 75 | No. | 1
25 | Reducing Tee 110 - 63 | No. | 1
26 | Reducing Tee 110 - 75 | No. | 1
27 | Reducing Tee 110 - 90 | No. | 1
28 | Reducing Tee 160 - 90 | No. | 1
29 | Reducing Tee 160 - 110 | No. | 1
30 | Reducing Tee 200 - 90 | No. | 1
31 | Reducing Tee 200 - 110 | No. | 1
32 | Reducing Tee 200 - 160 | No. | 1
33 | Reducing Tee 250 - 160 | No. | 1
34 | Reducing Tee 250 - 200 | No. | 1
35 | Reducing Tee 315 - 250 | No. | 1
36 | Reducing Tee 355 - 315 | No. | 1
37 | Scour Tee T16 50mm | No. | 1
38 | Scour Tee T16 63mm | No. | 1
39 | Scour Tee T16 75mm | No. | 1
40 | Scour Tee T16 90mm | No. | 1
Section A.73 : Ductile Iron Fittings For PVC- fusion bonded epoxy coated Cont….
41 | Scour Tee T16 110mm | No. | 1
42 | Scour Tee T16 160mm | No. | 1
43 | Scour Tee T16 200mm | No. | 1
44 | Scour Tee T16 250mm | No. | 1
45 | Scour Tee T16 315mm | No. | 1
46 | Scour Tee T16 355mm | No. | 1
47 | End Cap 50mm | No. | 1
48 | End Cap 63mm | No. | 1
49 | End Cap 75mm | No. | 1
50 | End Cap 90mm | No. | 1
51 | End Cap 110mm | No. | 1
52 | End Cap 160mm | No. | 1
53 | End Cap 200mm | No. | 1
54 | End Cap 250mm | No. | 1
TOTAL CARRIED FORWARD
BILL 4 : SUPPLY AND DELIVERY OF WATER RETICULATION MATERIAL
ITEM NO | DESCRIPTION | UNIT | QUANTITY | RATE | RATE | RATE
|  |  |  | Ehlanzeni DM Price Per Unit (Incl. VAT) | Gert Sibande DM Price Per Unit (Incl. VAT) | Nkangala DM Price Per Unit (Incl. VAT)
BROUGHT FORWAD
55 | End Cap 315mm | No. | 1
56 | End Cap 355mm | No. | 1
57 | Reducing Socket 50 – 63mm | No. | 1
58 | Reducing Socket 50 – 75mm | No. | 1
59 | Reducing Socket 63 – 75mm | No. | 1
60 | 90 – 63mm | No. | 1
61 | Reducing Socket 90 – 75mm | No. | 1
62 | Reducing Socket 110 – 75mm | No. | 1
63 | Reducing Socket 110 - 90 | No. | 1
64 | Reducing Socket 160 – 110mm | No. | 1
65 | Reducing Socket 200 – 110mm | No. | 1
66 | Reducing Socket 200 – 160mm | No. | 1
67 | Reducing Socket 250 – 160mm | No. | 1
68 | Reducing Socket 250 – 200mm | No. | 1
69 | Reducing Socket 315 200mm | No. | 1
70 | Reducing Tee 315 – 250mm | No. | 1
71 | Reducing Tee 355 – 250mm | No. | 1
72 | Reducing Tee 355 – 315mm | No. | 1
73 | Bend 900 x 50mm | No. | 1
74 | Bend 900 x 63mm | No. | 1
75 | Bend 900 x 75mm | No. | 1
76 | Bend 900 x 90mm | No. | 1
77 | Bend 900 x 110mm | No. | 1
78 | Bend 900 x 160mm | No. | 1
79 | Bend 900 x 200mm | No. | 1
80 | Bend 900 x 250mm | No. | 1
81 | Bend 900 x 315mm | No. | 1
82 | Bend 900 x 355mm | No. | 1
83 | Bend 450 x 50mm | No. | 1
84 | Bend 450 x 63mm | No. | 1
85 | Bend 450 x 75mm | No. | 1
86 | Bend 450 x 90mm | No. | 1
87 | Bend 450 x 110mm | No. | 1
88 | Bend 450 x 160mm | No. | 1
89 | Bend 450 x 200mm | No. | 1
90 | Bend 450 x 250mm | No. | 1
91 | Bend 450 x 315mm | No. | 1
92 | Bend 450 x 355mm | No. | 1
93 | Bend 22½º x 50mm | No. | 1
94 | Bend 22½º x 63mm | No. | 1
95 | Bend 22½º x 75mm | No. | 1
96 | Bend 22½º x 90mm | No. | 1
97 | Bend 22½º x 110mm | No. | 1
98 | Bend 22½º x 160mm | No. | 1
99 | Bend 22½º x 200mm | No. | 1
100 | Bend 22½ x 250mm | No. | 1
101 | Bend 22½º x 315mm | No. | 1
102 | Bend 22½º x 355mm | No. | 1
103 | Bend 11¼º x 50mm | No. | 1
104 | Bend 11¼º x 63mm | No. | 1
105 | Bend 11¼º x 75mm | No. | 1
106 | Bend 11¼º x 90mm | No. | 1
107 | Bend 11¼º x 110mm | No. | 1
108 | Bend 11¼º x 160mm | No. | 1
109 | Bend 11¼º x 200mm | No. | 1
110 | Bend 11¼º x 250mm | No. | 1
111 | Bend 11¼º x 315mm | No. | 1
TOTAL CARRIED FORWARD
BILL 4 : SUPPLY AND DELIVERY OF WATER RETICULATION MATERIAL
ITEM NO | DESCRIPTION | UNIT | QUANTITY | RATE | RATE | RATE
|  |  |  | Ehlanzeni DM Price Per Unit (Incl. VAT) | Gert Sibande DM Price Per Unit (Incl. VAT) | Nkangala DM Price Per Unit (Incl. VAT)
BROUGHT FORWAD
112 | Bend 11¼º x 355mm | No. | 1
Section A.74 : Perforated Subsoil Drain Pipe – 15mm Round Holes
1 | 110mm x 6m (with black couplings) | No. | 1
2 | 160mm x 6m (with black couplings) | No. | 1
3 | Bidim 1.5m x 150m | No. | 1
Section A.75 : Vertical Moulded Water Tanks
1 | 5000 Litre Tank | No. | 1
2 | 10000 Litre Tank | No. | 1
Section A.76 : Horizontal Water Tanks for Transporting
1 | 1000 Litre Tank | No. | 1
2 | 2500 Litre Tank | No. | 1
Section A.77 : Stainless Steel Bolts, Nuts & Washers
1 | M10 x 50mm Bolts | No. | 1
2 | M10 x 75mm Bolts | No. | 1
3 | M10 x 100mm Bolts | No. | 1
4 | M10 Nuts | No. | 1
5 | M10 Washers | No. | 1
6 | M12 x 50mm Bolts | No. | 1
7 | M12 x 75mm Bolts | No. | 1
8 | M12 x 100mm Bolts | No. | 1
9 | M12 Nuts | No. | 1
10 | M12 Washers | No. | 1
11 | M16 x 50mm Bolts | No. | 1
12 | M16 x 75mm Bolts | No. | 1
13 | M16 x 100mm Bolts | No. | 1
14 | M16 Nuts | No. | 1
15 | M16 Washers | No. | 1
16 | M20 x 50mm Bolts | No. | 1
17 | M20 x 75mm Bolts | No. | 1
18 | M20 x 100mm Bolts | No. | 1
19 | M20 Nuts | No. | 1
20 | M20 Washers | No. | 1
21 | M24 x 50mm Bolts | No. | 1
22 | M24 x 75mm Bolts | No. | 1
23 | M24 x 100mm Bolts | No. | 1
24 | M24 Nuts | No. | 1
25 | M24 Washers | No. | 1
26 | Denso Tape 75mm x 1m | No. | 1
27 | Denso Tape 100mm x 1m | No. | 1
28 | Denso Tape 150mm x 1m | No. | 1
29 | Rubber Insertion 2mm x | No. | 1
30 | Rubber Insertion 3mm x 1m x 1m | No. | 1
31 | Rubber Insertion 6mm x 1m x 1m | No. | 1
Section A.78 : Concrete Manhole Rings and Slabs
1 | Concrete Ring 1000mm x 500mm | No. | 1
2 | Concrete Ring 1000mm x 1000mm | No. | 1
3 | Concrete Slab HD | No. | 1
4 | Concrete Cover (Lid) 560 HD | No. | 1
5 | Bitumen Sealer 5L | No. | 1
Section A.79 : Precast Concrete Toilet (connected to waterborne sewer system)
1 | Precast Concrete Toilet Unit Fitted with Stainless Steel Door, Bolt On Concrete Wash Basin, PVC Cistern with Mechanism, Porcelain Toilet Pan White with Toilet Seat White and Water Piping and Fittings. | No. | 1
TOTAL BILL 4 CARRIED SUMMARY

## Bill 5 - BUILDING REPAIRS
BILL 5: SUPPLY AND DELIVERY OF CONSTRUCTION MATERIAL FOR REPAIRING DAMAGED HOUSES
ITEM NO | DESCRIPTION | UNIT | QUANTITY | RATE | RATE | RATE
All equipment to be SABS certified and comply to Local content specification |  |  |  | Ehlanzeni DM Price Per Unit (Incl. VAT) | Gert Sibande DM Price Per Unit (Incl. VAT) | Nkangala DM Price Per Unit (Incl. VAT)
SECTION A: STRUCTURAL BUILDING
A.1 | CONCRETE
Reinforced Cement Concrete (25MPa) In
1 | Cast strip concrete slab on waterproofing sheeting. | m3 | 1
2 | Cast footings | m3 | 1
3 | Floor Slab | m3 | 1
4 | 50kg CEM I and II Bags | No. | 1
5 | 13mm Course Agreegate | t | 1
6 | 5mm Graded Building Sand | t | 1
6 | Plaster Sand | t | 1
A.2 | BUILDING MATERIALS
High tensile steel bar reinforcement for structural concrete
work
1 | High tensile steel (Y12) | t | 1
2 | 75 mm wide brickforce reinforcement (20m/roll): 2.2 mm 25 mm Galvanized bracing strap | rollls | 1
3 | 375 micron brickgrip DPC (150 mm wide): Consol plastics or similar (150 mm x 40 m / roll) | m | 1
4 | HARDWOOD doorframe: 90 x 45 mm NO SILL | No. | 1
5 | External HARDWOOD 813 mm doorframe (90 x 45 mm) open in | No. | 1
6 | PD1 Open back, braced (CODE: PD1/OB/BR) Full Exterior Door by SWARTLAND: Size: 813 x 2032 | No. | 1
7 | Masonite hollow core flush door (813 x 2032 mm) Plastic key tag | No. | 1
8 | 75 mm two lever "DCLSA" or similar approved upright mortice lockset with chrome plated finish | No. | 1
9 | 75 mm three lever "DCLSA" or similar aproved upright mortice lockset with chrome plated finish | No. | 1
10 | DURAM: WOODSEAL for external doors & door frames: (5 litre pack size): Colours: Meranti | No. | 1
11 | DURAM: FLEXIWALL for external walls: (20 litre pack size):
Colours as indicated below:
| - Kalahari Dusk | No. | 1
| - Sand Storm | No. | 1
| - Sundial | No. | 1
12 | DURAM: FLEXICOTE for numbering: (5 litre pack size): Colour: Black | No. | 1
13 | DURAM HIGH HIDING or similar approved Acrylic PVA paint for ceilings, fascia's & barge boards: (20 litre pack size): Colour: White | No. | 1
14 | DURAM NUGLO ENAMEL or similar approved (20 litre pack size): Colour: White | No. | 1
15 | 10 mm NUTEC fascia boards:
| - 150 x 3600 mm | No. | 1
| - 10 x 150 mm PVC H-strip fascia joiner | No. | 1
16 | 80 x 200 mm NUTEC Barge Boards: 3 m lengths | No. | 1
17 | 80 x 200 mm Barge board joiners | No. | 1
18 | Sawn softwood Grade 5
| - 38 x 38 mm brandering: 3.0 m lengths | No. | 1
| - 38 x 38 mm brandering: 3.6 m lengths | No. | 1
TOTAL CARRIED FORWARD
BILL 5: SUPPLY AND DELIVERY OF CONSTRUCTION MATERIAL FOR REPAIRING DAMAGED HOUSES
ITEM NO | DESCRIPTION | UNIT | QUANTITY | RATE | RATE | RATE
All equipment to be SABS certified and comply to Local content specification |  |  |  | Ehlanzeni DM Price Per Unit (Incl. VAT) | Gert Sibande DM Price Per Unit (Incl. VAT) | Nkangala DM Price Per Unit (Incl. VAT)
BROUGHT FORWAD
19 | H-type PVC ceiling board jointing strips
| - 4 mm x 3.0 m in length | No. | 1
| - 4 mm x 3.6 m in length | No. | 1
20 | 4.0 mm EVERITE NUTEC ceiling board
| - 0.9 x 3.0 m sheets | No. | 1
| - 1.2 x 3.0 m sheets | No. | 1
21 | 75 mm Cove polystyrene cornice (3m lengths) | No. | 1
A.2 | BUILDING MATERIALS Cont….
22 | Creosote for rafter treatment (5l packs) | No. | 1
23 | SISALATION Residential HF2 or similar approved (1.25 m x 40 m / roll): IF OTHER PLEASE SPECIFY: | rolls | 1
24 | ALCOLIN: Contractors Acrylic: WHITE paintable sealant / filler / adhesive for cornices: 260 ml packs | No. | 1
25 | ALCOLIN Silicone sealant: Mould resistant for baths & basins: 300 ml packs: Colour: CLEAR | No. | 1
26 | Pine coverstrip: 10 x 44 mm x 3 m lenghts | No. | 1
27 | Cement Airbricks with mesh: | No. | 1
28 | 75 x 100 mm Brass plated hinges with screws (in pairs) | pairs | 1
29 | Fasteners & General Items:
| - 3 inch wire nails | kg | 1
| - 8 x 30 mm chipboard screw (for Doors) | No. | 1
| - 32 mm Claddit Nail | kg | 1
| - 65 mm SAFETOP cap & nail (for Bargeboards) | No. | 1
| - 6 mm Nylon wall plugs (for Kitchen wallplate) | No. | 1
| - 6 x 40 mm chipboard screw (for Kitchen wallplate) | No. | 1
| - 8 mm vendor washers | No. | 1
| - 8 mm Nylon wall plugs | No. | 1
| - 6 x 60 mm coach screw | No. | 1
| - Turpentine (5 litre packs) | No. | 1
| - Crackfiller: Polyfill or similar: 10 kg packs | No. | 1
30 | Sandpaper as specified below:
| - 80 grid: 1 m x 300 mm wide rolls | No. | 1
| - 100 grid: 1 m x 300 mm wide rolls | No. | 1
31 | Masonry drill bits of size listed below:
| - 6 mm diameter | No. | 1
| - 8 mm diameter | No. | 1
32 | Pre-stressed concrete lintols for hollow blocks as specified below:
| - 140 wide X 90 mm high X 1.30 m long (Concrete yeAfrica or similar approved): | No. | 1
A.3 | BRICKS
1 | 140mm Thick Cement Maxi Bricks (290x140x90) | No | 1
2 | 140mm Thick Cement Maxi Bricks (290x90x90) | No | 1
2 | Standard cement stock bricks | /1000 | 1
A.4 | TILES
1 | Kitchen and living area tiles (Ambra Grey Matt Ceramic Floor Tile - 350 x 350mm) | m2 | 1
2 | Bathroom area tiles (Ceramic Floor Tile - 350 x 350mm) | m2 | 1
TOTAL CARRIED FORWARD
BILL 5: SUPPLY AND DELIVERY OF CONSTRUCTION MATERIAL FOR REPAIRING DAMAGED HOUSES
ITEM NO | DESCRIPTION | UNIT | QUANTITY | RATE | RATE | RATE
All equipment to be SABS certified and comply to Local content specification |  |  |  | Ehlanzeni DM Price Per Unit (Incl. VAT) | Gert Sibande DM Price Per Unit (Incl. VAT) | Nkangala DM Price Per Unit (Incl. VAT)
BROUGHT FORWAD
A.5 | DAMP PROOFING TO WALLS AND FLOORS
1 | One Layer 250 Micron Waterproof Sheeting Under surface beds | m2 | 1
2 | One Layer 375 Micron Embossed Dampproof Sheeting on walls | m2 | 1
A.5 | ROOF
a) Roof coverings
Concrete roof tiles shall comply with SANS specification 542 - 2007
b) Carpentry and joinery
Material shall comply with the following specifications and requirements
- Softwood general timber to SABS 563 Grade 5
- Softwood brandering & battens to SABS 653
- Mild steel nails to SABS 820
- Creosote to SABS 538
Sofwood shall bear the relevant SABS mark and all timber shall be pre- treated in accordance with the relevant SABS specification.
c) Measurement and payment
The rate stipulated shall include for the design, manufacture, transportation, cost of material to the point of placing and handling of such materials complete per roof structure. Certification of competence awarded by the institute of Timber Construction is required
ITEMS
1 | Double roman standard concrete roof tiles (colours: red & charcoal) Allow 535 tiles per structure | No. | 1
2 | SISALATION Residential HF2 or similar approved (1.25 m x 40 m / roll): IF OTHER PLEASE SPECIFY: | No. | 1
3 | V - Ridge capping for concrete roof tiles: Allow 17 tiles per structure | No. | 1
4 | 63 mm EP Nails: Allow 1kg per structure | kg | 1
5 | Oxide for v-ridges (to suit tile colours): Allow 1 kg per structure | kg | 1
6 | Design and supply sawn softwood grade 5 double pitch roof truss structure (10 trusses) to 20 degree pitch with a 390 mm overhang on both sides as detailed drawing no. 186-roofing. The rate per roof structure shall include for wallplates, battens, tilting battens, bracing, Gable & plaster battens complete with all fasteners i.e. Clips etc. | No. | 1
NOTE:
Alternative roof design offers must be made in a separate covering letter attached to the tender document.
A.8 | CEILING
1 | 6.4mm thick skimmed rhinoboard | m2 | 1
2 | 76mm diameter coved cornice | m | 1
3 | 38x38mm branders with half round strips to joint. | m | 1
A.9 | IRONMONGERY TO DOORS, FRAMES, ETC
1 | Dortella 6 inch steel handle- emerald black nickle (Door Handles) | Each | 1
A.10 | WINDOWS FRAMES
1 | D522 (Size 2000mm x 1540mm high) for the Living area | Each | 1
2 | D54 (Size 1511mm x 1540mm High) for the bedroom | Each | 1
3 | C2 (Size 1022mm x 950mm High) for the Kitchen | Each | 1
3 | E2 (Size 1022mm x 654mm High) for the Bathroom | Each | 1
A.11 | DOORS AND DOOR FRAMES
1 | Solid Hardwood 2 or 4 Panel Meranti or Saligna door with timber frame | Each | 1
2 | Hollow core doors made of rail, stile, hinge block and Hardwood face veneer | Each | 1
TOTAL CARRIED FORWARD
BILL 5: SUPPLY AND DELIVERY OF CONSTRUCTION MATERIAL FOR REPAIRING DAMAGED HOUSES
ITEM NO | DESCRIPTION | UNIT | QUANTITY | RATE | RATE | RATE
All equipment to be SABS certified and comply to Local content specification |  |  |  | Ehlanzeni DM Price Per Unit (Incl. VAT) | Gert Sibande DM Price Per Unit (Incl. VAT) | Nkangala DM Price Per Unit (Incl. VAT)
BROUGHT FORWAD
SECTION B: PLUMBING
B.1 | uPVC
Polypropylene / "fusion" fittings
| - 15 mm Ø equal tee | No | 1
| - 15 mm Ø x 90°Elbow | No | 1
| - 15 mm Ø x ½" Female Straight Adaptor (cistern/bath/basin) | No | 1
| - 15 mm Ø holder bats | No | 1
| - 15 mm Ø x ½" wallplate (kitchen sink tap) | No | 1
| - 15 mm Ø x stopcock | No | 1
| - 15 mm Ø x straight coupler | No | 1
Waste unions & plugs
| - 32 mm slotted basin waste union plug | No | 1
| - 40 mm slotted bath waste union plug | No | 1
| - Bath chain and stay | No | 1
| - 40 mm bath waste fitting | No | 1
Traps, taps, valves etc.
| - 40 mm White PVC P trap: Code - PWBAT (kitchen sink) | No | 1
| - 32 mm White PVC P trap: Code - PWBT for bath basins | No | 1
| - 40 - 40 mm Butyl rubber deep seal P trap (kitchen sink) | No | 1
| - 40 - 40 mm Butyl rubber "giraffe" with overflow trap (for bath) | No | 1
| - 15 mm WALL MOUNTED TAP for kitchen basin "Colourtaps" or similar approved: Colour: BROWN | No | 1
| - 15 mm PLAIN PILLARTAP for bathroom basin & bath "Colourtaps" or similar approved: Colour: WHITE | No | 1
Sanitory fittings
| - KS white kitchen suit 800 x 435 x 140 mm injection moulded polypropylene by "Colourtaps" or similar approved complete with fitments | No | 1
| - White hand basin 480 x 390 x 125 mm injection moulded polypropylene by "Colourtaps" or similar approved complete with fitments | No | 1
| - Ceramic low level toilet pan | No | 1
| - Elf PVC cistern | No | 1
| - Dutton Plastics: economy toilet seat complete with fitments | No | 1
| - White "Chanel" 1700 x 700mm bath with handles complete | No | 1
General
| - PVC solvent (500 ml packs) | No | 1
| - PTFE thread tape rolls | No. | 1
| - Cement gulleys | No. | 1
Erf connections
| - 15 mm PVC ball valve: Rated PN16 | No. | 1
| - 15 mm x ½" Conex male straight adaptor | No. | 1
| - 15 mm x ¾" Conex male straight adaptor | No. | 1
| - 20 mm x ½" Plasson or similar approved male adaptor | No. | 1
| - 20 mm x ¾" Plasson or similar approved male adaptor | No. | 1
B.2 | TAPS, VALVES, ETC
1 | Elegant Oval Handle Polished Chrome Kitchen Wall Mixer | Each | 1
B.3 | KITCHEN SINK
1 | Cam Africa Drop In SEB Excluding 40mm (915 x 460) | Each | 1
B.4 | GEYSER
1 | Geyser Electrical kwikot 200L | Each | 1
1 | Geyser Electrical kwikot 100L | Each | 1
1 | Geyser Electrical kwikot 50L | Each | 1
B.5 | SHOWER
1 | Complete Shower Kit consisting of pivot shower door, water mixers and a shower base | Each | 1
2 | Boxed Basin and pedestal | Each | 1
B.5 | TOILETS
1 | Couple close top flush suite | Each | 1
TOTAL CARRIED FORWARD
BILL 5: SUPPLY AND DELIVERY OF CONSTRUCTION MATERIAL FOR REPAIRING DAMAGED HOUSES
ITEM NO | DESCRIPTION | UNIT | QUANTITY | RATE | RATE | RATE
All equipment to be SABS certified and comply to Local content specification |  |  |  | Ehlanzeni DM Price Per Unit (Incl. VAT) | Gert Sibande DM Price Per Unit (Incl. VAT) | Nkangala DM Price Per Unit (Incl. VAT)
BROUGHT FORWAD
SECTION C: PAINTWORK
C1 | PAINTING ON WALLS
1 | Internal wall paint | 20 L Drum | 1
RHINOLITE (Primers, Sealers and Undercoats)
2 | Rhinoseal water borne - fine particle bonding liquid | 20 L Drum | 1
TOP COATS (ACRYLIC)
3 | Essensual luxury sheen wall paint | 20 L Drum | 1
TOP COATS (ENAMEL)
4 | Endura coat ultra Tough Non-Drip Polyurethane Enamel | 20 L Drum | 1
SECTION D: MARK-UP RATES
| Percentage mark-up on rates listed on term contracts | %
Percentage mark-up on items (with attached in-
voices) approved by the Employer or his represen-
tative for materials, (other than those set out in
this list) used in execution of work ordered by the
| Employer | % | 1
| Dump Trucks 10 – 15 m3 | h | 1
Tip Trucks
| (a) 6 m3 | h | 1
| (b) 10 m3 | h | 1
Flat Bed Trucks
| (a) 5t | km | 1
| (b) 7t | km | 1
LDV
| (a) 2 x 4WD | km | 1
| (b) 4 x 4WD | km | 1
TOTAL BILL 5 CARRIED SUMMARY

## BILL 6 - PUMPS
BILL 6 : PUMPS
ITEM NO | DESCRIPTION |  | UNIT | RATE | RATE | RATE
|  |  |  | Ehlanzeni DM Price Per Unit (Incl. VAT) | Gert Sibande DM Price Per Unit (Incl. VAT) | Nkangala DM Price Per Unit (Incl. VAT)
Supply and deliver the following Multistage clear water
Pumpsets, motor and base
pumps. Complete with Pump motor controls, protection
| Capacity(KW) | flow (L/S)
1 | 2 KW | 3 L/S | Each
2 | 3 KW | 4 L/S | Each
3 | 5 KW | 8 L/S | Each
4 | 7 KW | 12 L/S | Each
5 | 10 KW | 16 L/S | Each
6 | 14 KW | 24 L/S | Each
7 | 19 KW | 33 L/S | Each
8 | 24 KW | 40 L/S | Each
9 | 29 KW | 49 L/S | Each
10 | 35 KW | 60 L/S | Each
11 | 48 KW | 82 L/S | Each
12 | 58 KW | 98 L/S | Each
13 | 70 KW | 120 L/S | Each
14 | 84 KW | 144 L/S | Each
15 | 102 KW | 174 L/S | Each
16 | 118 KW | 201 L/S | Each
17 | 128 KW | 217 L/S | Each
18 | 169 KW | 287 L/S | Each
19 | 205 KW | 348 L/S | Each
21 | 256 KW | 435 L/S | Each
22 | 307 KW | 522 L/S | Each
Supply and deliver the following Submersible raw sewage pumps
Complete with Pumpset, motor and Stainless steel guiderails
Pump motor controls, protection and mounting
| Capacity(KW) | flow (L/S)
1 | 2 KW | 3 L/S | Each
2 | 3 KW | 4 L/S | Each
3 | 5 KW | 8 L/S | Each
TOTAL CARRIED FORWARD
BILL 6: PUMPS
ITEM NO | DESCRIPTION | UNIT | QUANTITY | RATE | RATE | RATE
|  |  |  | Ehlanzeni DM Price Per Unit (Incl. VAT) | Gert Sibande DM Price Per Unit (Incl. VAT) | Nkangala DM Price Per Unit (Incl. VAT)
BROUGHT FORWARD
4 | 7 KW | 12 L/S | Each
5 | 10 KW | 16 L/S | Each
6 | 14 KW | 24 L/S | Each
7 | 19 KW | 33 L/S | Each
8 | 24 KW | 40 L/S | Each
9 | 29 KW | 49 L/S | Each
10 | 35 KW | 60 L/S | Each
11 | 48 KW | 82 L/S | Each
12 | 58 KW | 98 L/S | Each
13 | 70 KW | 120 L/S | Each
14 | 84 KW | 144 L/S | Each
15 | 102 KW | 174 L/S | Each
16 | 118 KW | 201 L/S | Each
Supply and deliver the following submersible borehole pumps
Borehole pump housing to DWS standard concrete
Pump and motor sets
17 | 0.25kW |  | Each
18 | 0.37kW |  | Each
19 | 0.55kW |  | Each
20 | 0.75kW |  | Each
21 | 1.1kW |  | Each
22
| 1.5kW |  | Each
23
| 2.2kW |  | Each
24
| 3kW |  | Each
25
26 | 3.7kW |  | Each
TOTAL CARRIED FORWARD
BILL 6: PUMPS
ITEM NO | DESCRIPTION | UNIT | QUANTITY | RATE | RATE | RATE
|  |  |  | Ehlanzeni DM Price Per Unit (Incl. VAT) | Gert Sibande DM Price Per Unit (Incl. VAT) | Nkangala DM Price Per Unit (Incl. VAT)
BROUGHT FORWAD
27 | 4kW | Each | 1
28 | 5.5kW | Each | 1
Submersible electrical cables-4 core
29 | 1.5 mm2 | m | 1
30 | 2.5 mm2 | m | 1
31 | 4 mm2 | m | 1
32 | 6 mm2 | m | 1
33 | 10 mm2 | m | 1
34 | 16 mm2 | m | 1
35 | Starter panel and Ancillaries | No. | 1
TOTAL BILL 6 CARRIED SUMMARY

## BILL 7 - TANKS
BILL 7 : TANKS
ITEM NO | DESCRIPTION |  | UNIT | RATE | RATE | RATE
|  |  |  | Ehlanzeni DM Price Per Unit (Incl. VAT) | Gert Sibande DM Price Per Unit (Incl. VAT) | Nkangala DM Price Per Unit (Incl. VAT)
Water tank (ground level installation)
7.1 | 10 000 l polyethylene water tank (2980 mm high x
| 2 200 mm diameter) |  | Each
PIPES AND FITTINGS (ground level installation)
Supply pipe work and fittings
7.2 | a) | One tank | sum
7.3 | b) | Two tank | sum
7.4 | c) | Three tank | sum
7.5 | d) | Four tank | sum
WATER TANK (elevated installation)
7.6 | 10 000 l polyethylene water tank (2980 mm high x
| 2200 mm diameter) |  | 1
STEEL TANK STAND
7.7 | Supply and erect elevated tank stand in accordance
with DWS standards
| a) | Hot dip galvanised | Each
the site of the Works upon specific instruction of
the Engineer
Sectional steel tank
Design, supply, fabrication, delivery to site and
erection of the following sectional pressed steel
tank with cover, access hatches, ventilator and pipe
work, all as specified in particular specification PE
including surface dressing, surface preparation
and hot dip galvanising, sterilising and water
tightness test in the following sizes:
7.8 | a) | 50 m³ | Each
7.9 | b) | 100 m³ | Each
7.10 | c) | 150 m³ | Each
7.11 | d) | 200 m³ | Each
7.12 | e) | 250 m³ | Each
7.13 | f) | 300 m³ | Each
Design, supply, fabricate, and deliver to site and erection of the 10m high structural steel stands for the sizes of pressed steel tanks indicated
and heights as specified. Structural steel stands with associated access ladder, surface dressing, surface preparation, shop priming and 2 layers
of site painting including holding down bolts:
7.14 | a) | 50 m³ | Each
7.15 | b) | 100 m³ | Each
7.16 | c) | 150 m³ | Each
7.17 | d) | 200 m³ | Each
7.18 | e) | 250 m³ | Each
7.19 | f) | 300 m³ | Each
TOTAL BILL 7 CARRIED TO SUMMARY

## BILL 8 - ELECTRICITY
BILL 8 : ELECTRICITY
ITEM NO | DESCRIPTION | UNIT | QUANTITY | RATE | RATE | RATE
|  |  |  | Ehlanzeni DM Price Per Unit (Incl. VAT) | Gert Sibande DM Price Per Unit (Incl. VAT) | Nkangala DM Price Per Unit (Incl. VAT)
A.1 | ELECTRICITY
1 | Electricity poles
2 | 5m Wood 80-100 mm tops | No. | 1
3 | 7m Wood 120-140mm tops | No. | 1
4 | 9m Wood 160-180 mm tops | No. | 1
5 | 11m Wood 160-180mm tops | No. | 1
6 | 11m Wood 180-200mm tops | No. | 1
7 | 13m Wood 180-200mm tops | No. | 1
8 | 9m 140mm top dia strut pole | No. | 1
9 | 11m 160mm top dia strut pole | No. | 1
10 | 12m 180mm top dia strut pole | No. | 1
11 | 14m 180mm top dia strut pole | No. | 1
12 | 15m 200mm top dia strut pole | No. | 1
13 | 2500mm Wood crossarm as Eskom DDT0316 | No. | 1
14 | 3500mm Wood crossarm as Eskom DDT0317 | No. | 1
15 | 4500mm Wood crossarm as Eskom DDT0317 | No. | 1
16 | Insulators
17 | 22kV Post Insulators | No. | 1
18 | 33kV Post Insulators | No. | 1
19 | Post Side groove ties Eskom DDT 0259 | No. | 1
20 | Long Spindle Eskom DDT 0391 | No. | 1
21 | Long Rod 11kV Suspension Insulator | No. | 1
22 | Long Rod 22kV Suspension Insulator | No. | 1
23 | Long Rod 33kV Suspension Insulator | No. | 1
24 | Eye Bolt M20 | No. | 1
25 | Eye Nut M20 | No. | 1
26 | D Shackle | No. | 1
27 | Curved Washer M20x65 | No. | 1
28 | Bonding Clip M20 | No. | 1
29 | Flat Round Washer M20 | No. | 1
30 | Nut M20 | No. | 1
31 | Short spindle as Eskom DDT0390 | No. | 1
32 | 1700mm Steel Crossarm as Eskom DDT0397 | No. | 1
33 | MV Stays/ Strut (for FOX, MINK and HARE)
34 | 1 Off conv anchor as Eskom DDT3035 | No. | 1
35 | 20mm Stay Rod 2m long | No. | 1
36 | 1 Off flying stay | No. | 1
37 | 450x450x6 80x26mm slot Stay Plate (DDT3172) | No. | 1
38 | Threaded Rod M20x350 as Eskom DDT3015 | No. | 1
39 | Stay Bracket as Eskom DDT3032 | No. | 1
40 | Thimble as Eskom DDT3026 | No. | 1
41 | Guy Grip 3/3.35 as Eskom 3069 | No. | 1
42 | Stay wire galvanised 7/4 1100MPa as DDT3124 | No. | 1
43 | Insulator strain-stay as Eskom DDT3144 | No. | 1
44 | Stay guard PVC-U pipe as Eskom 3195 | No. | 1
45 | Bracket strut as Eskom DDT 3150 | No. | 1
46 | Barbed wire as Eskom DDT0399 | m | 1
47 | Danger Sign as Eskom DDT 3202 | No. | 1
48 | M20 Plate Stay as DDT3172 | No. | 1
49 | Double wrap guy grip (19/2.65) as DDT7047 | No. | 1
50 | Coach Screw as Eskom DDT3090 | No. | 1
51 | LV Structures
52 | Pigtail bolt M16 as Eskom DDT3003 | No. | 1
53 | Clamp Suspension as Eskom DDT3061 | No. | 1
54 | Cable Tie as Eskom DDTDDT3075 | No. | 1
55 | Nut Eye M16 as Eskom DDT3004 | No. | 1
56 | Strapping stainless as Eskom DDT3131 | No. | 1
57 | End caps as Eskom DDT3079 | No. | 1
58 | Clamp Strain as Eskom DDT 3060 | No. | 1
59 | LV fuse unit as Eskom DDT 3182 | No. | 1
60 | Clamp IPC as Eskom DDT3039 | No. | 1
61 | Strapping stainless 12mm as Eskom DDT3131 | No. | 1
62 | Clamp strain as Eskom DDT3067 | No. | 1
63 | Stay wire galvanised 3/3.35 1100MPa as DDT3124 | No. | 1
64 | Double wrap guy grip (3/3.35) as DDT7047 | No. | 1
65 | Service Boxes
66 | 1 - 4 Way box : 1 x 63 A mcb as Eskom DDT0180 | No. | 1
67 | Readyboard split meter with 2X16A Sockets (DDT 3176) | No. | 1
68 | Meter standard ECU keypad 20A | No. | 1
69 | Stringing
70 | Fox conductor | m | 1
71 | Mink Conductor | m | 1
72 | Hare Conductor | m | 1
73 | 35mm sq ABC 1phase + 1 bare neutral | m | 1
74 | 35mm sq ABC 2phase + 1 bare neutral | m | 1
75 | 35mm sq ABC 3phase + 1 bare neutral | m | 1
76 | 70mm sq ABC 2phase + 1 50mm sq bare neutral | m | 1
77 | 70mm sq ABC 3phase + 1 50mm sq bare neutral | m | 1
TOTAL CARRIED FORWARD
BILL 8 : ELECTRICITY
ITEM NO | DESCRIPTION |  | UNIT | RATE | RATE | RATE
|  |  |  | Ehlanzeni DM Price Per Unit (Incl. VAT) | Gert Sibande DM Price Per Unit (Incl. VAT) | Nkangala DM Price Per Unit (Incl. VAT)
BROUGHT FORWAD
78 | 35mm sq ABC 3phase + 1 35mm sq bare neutral + 1 25mm sq phase street lighting | m | 1
79 | 70mm sq ABC 3phase + 1 50mm sq bare neutral + 1 25mm sq phase street lighting | m | 1
80 | MV Mink full tension joint | No. | 1
81 | MV Hare full tension joint | No. | 1
82 | MV Fox full tension joint | No. | 1
83 | LV joint 35 mm full tension | No. | 1
84 | LV joint 70 mm full tension | No. | 1
85 | Pole Mounted Transformers: 22kV
86 | 200kVA x 3 Phase | No. | 1
87 | 100kVA x 3 Phase | No. | 1
88 | 50kVA x 3 Phase | No. | 1
89 | 32kVA x 2 Phase | No. | 1
90 | 16kVA x 1 Phase | No. | 1
91 | Pole Mounted Transformers: 11kV
92 | 200kVA x 3 Phase | No. | 1
93 | 100kVA x 3 Phase | No. | 1
94 | 50kVA x 3 Phase | No. | 1
95 | 32kVA x 2 Phase | No. | 1
96 | 16kVA x 1 Phase | No. | 1
97 | LV Protection Fuses
98 | 63A 500V 120kA fuse | No. | 1
99 | 80A 500V 120kA fuse | No. | 1
100 | 125A 500V 120kA fuse | No. | 1
101 | 160A 500V 120kA fuse | No. | 1
102 | LV fuseholder Bracket angle as Eskom DDT3182 | No. | 1
103 | Fuseholder 1kV 160A as Eskom DDT3182 | No. | 1
104 | Section Links
105 | Post Insulator as Eskom DDT 0391 | No. | 1
106 | Fuse mounting bracket as DDT3086 sheet 4 or 5 | No. | 1
107 | Fuse cut out assembly with solid link as Eskom DDT3086 sheet 3 | No. | 1
108 | Fuse Cut Out assembly with fuseholder as Eskom DDT3086 sheet 2 | No. | 1
109 | House Connections
110 | Overhead connection | No. | 1
111 | ECU base, fixing rails and plug | No. | 1
112 | Split Meter Din Rail 20A WS with Keypad | No. | 1
113 | Electricity dispenser unit (Conlog Split Meters or equivalent) including securing device | No. | 1
114 | 63A circuit breaker | No. | 1
115 | Conductor (Supply Cable)
116 | 10mm sq Airdac with Pilot wires (for 20A Connections) for Split Metering | m | 1
117 | 4mm sq Airdac | m | 1
118 | Cable Trays
119 | Medium Duty cable tray 300mm wide in 3m lengths | length | 1
120 | 300mm wide Tee | No | 1
121 | 300mm wide 90deg. Horizontal Bend | No | 1
122 | 300mm wide vertical bend | No | 1
123 | Splice set | No | 1
124 | Cables:
125 | 2.5 mm sq 3 core pVC SWA | m | 1
126 | 2.5 mm sq 4 core pVC SWA | m | 1
127 | 4 mm sq 3 core pVC SWA | m | 1
128 | 4 mm sq 4 core pVC SWA | m | 1
129 | 6 mm sq 3 core pVC SWA | m | 1
130 | 6 mm sq 4 core pVC SWA | m | 1
131 | 10 mm sq 3core pVC SWA | m | 1
132 | 10 mm sq 4 core pVC SWA | m | 1
133 | 16 mm sq 3core pVC SWA | m | 1
134 | 16 mm sq 4 core pVC SWA | m | 1
135 | 25 mm sq 4 core pVC SWA | m | 1
136 | 35 mm sq 4 core pVC SWA | m | 1
137 | 50 mm sq 4 core pVC SWA | m | 1
138 | 70 mm sq 4 core pVC SWA | m | 1
139 | 95mm sq 4 core pVC SWA | m | 1
140 | 120 mm sq 4 core pVC SWA | m | 1
141 | 150mm sq 4 core pVC SWA | m | 1
142 | 185mm sq 4 core pVC SWA | m | 1
143 | 11KV XLPE 35mm sq 3 core | m | 1
TOTAL CARRIED FORWARD
BILL 8 : ELECTRICITY
ITEM NO | DESCRIPTION |  | UNIT | RATE | RATE | RATE
|  |  |  | Ehlanzeni DM Price Per Unit (Incl. VAT) | Gert Sibande DM Price Per Unit (Incl. VAT) | Nkangala DM Price Per Unit (Incl. VAT)
BROUGHT FORWAD
144 | 22KV XLPE 35mm sq 3 core | m | 1
145 | 11KV XLPE 70mm sq 3 core | m | 1
146 | 22KV XLPE 70mm sq 3 core | m | 1
147 | Termination kits for the following stranded copper cables
148 | 2.5 mm sq 3 core pVC SWA | No. | 1
149 | 2.5 mm sq 4 core pVC SWA | No. | 1
150 | 4 mm sq 3 core pVC SWA | No. | 1
151 | 4 mm sq 4 core pVC SWA | No. | 1
152 | 6 mm sq 3 core pVC SWA | No. | 1
153 | 6 mm sq 4 core pVC SWA | No. | 1
154 | 10 mm sq 3core pVC SWA | No. | 1
155 | 10 mm sq 4 core pVC SWA | No. | 1
156 | 16 mm sq 3core pVC SWA | No. | 1
157 | 16 mm sq 4 core pVC SWA | No. | 1
158 | 25 mm sq 4 core pVC SWA | No. | 1
159 | 35 mm sq 4 core pVC SWA | No. | 1
160 | 50 mm sq 4 core pVC SWA | No. | 1
161 | 70 mm sq 4 core pVC SWA | No. | 1
162 | 95mm sq 4 core pVC SWA | No. | 1
163 | 120 mm sq 4 core pVC SWA | No. | 1
164 | 150mm sq 4 core pVC SWA | No. | 1
165 | 185mm sq 4 core pVC SWA | No. | 1
166 | 11KV XLPE 35mm sq 3 core | No. | 1
167 | 22KV XLPE 35mm sq 3 core | No. | 1
168 | 11KV XLPE 70mm sq 3 core | No. | 1
169 | 22KV XLPE 70mm sq 3 core | No. | 1
170 | Cable Jointing Kits
171 | 2.5 mm sq 3 core pVC SWA | No. | 1
172 | 2.5 mm sq 4 core pVC SWA | No. | 1
173 | 4 mm sq 3 core pVC SWA | No. | 1
174 | 4 mm sq 4 core pVC SWA | No. | 1
175 | 6 mm sq 3 core pVC SWA | No. | 1
176 | 6 mm sq 4 core pVC SWA | No. | 1
177 | 10 mm sq 3core pVC SWA | No. | 1
178 | 10 mm sq 4 core pVC SWA | No. | 1
179 | 16 mm sq 3core pVC SWA | No. | 1
180 | 16 mm sq 4 core pVC SWA | No. | 1
181 | 25 mm sq 4 core pVC SWA | No. | 1
182 | 35 mm sq 4 core pVC SWA | No. | 1
183 | 50 mm sq 4 core pVC SWA | No. | 1
184 | 70 mm sq 4 core pVC SWA | No. | 1
185 | 95mm sq 4 core pVC SWA | No. | 1
186 | 120 mm sq 4 core pVC SWA | No. | 1
187 | 150mm sq 4 core pVC SWA | No. | 1
188 | 185mm sq 4 core pVC SWA | No. | 1
189 | 11KV XLPE 35mm sq 3 core | No. | 1
190 | 22KV XLPE 35mm sq 3 core | No. | 1
191 | 11KV XLPE 70mm sq 3 core | No. | 1
192 | 22KV XLPE 70mm sq 3 core | No. | 1
193 | Galvanised outlet boxes
194 | 100 x 100 x 50 | No. | 1
195 | 100 x 50 x 50 | No. | 1
196 | Surface Mounted Steel outlet boxes
197 | 100 x 100 x 50 | No. | 1
198 | 100 x 50 x 50 | No. | 1
199 | Trunking
200 | Galvanised 75 X 75mm P8000 trunking c/w cover in 3m lengths | length | 1
201 | SABS approved galvanised flexible conduits
202 | 20mm | m | 1
203 | 25mm | m | 1
204 | Connectors for galvanised flexible conduits
205 | 20mm | No. | 1
206 | 25mm | No. | 1
207 | Conductors and Earth Wires
208 | 600 -1000V PVC insulated copper wire in 100m coils
209 | 1,5mm sq | No. | 1
210 | 2,5mm sq | No. | 1
211 | 4mm sq | No. | 1
212 | 6mm sq | No. | 1
213 | 10mm sq | No. | 1
214 | 16mm sq | No. | 1
215 | Bare copper earth wire in kgs
216 | 1,5mm sq | kg | 1
217 | 2,5mm sq | kg | 1
218 | 4mm sq | kg | 1
219 | 10mm sq | kg | 1
220 | 16mm sq | kg | 1
221 | 25mm sq | kg | 1
222 | 35mm sq | kg | 1
223 | 50mm sq | kg | 1
224 | 70mm sq | kg | 1
TOTAL CARRIED FORWARD
BILL 8 : ELECTRICITY
ITEM NO | DESCRIPTION |  | UNIT | RATE | RATE | RATE
|  |  |  | Ehlanzeni DM Price Per Unit (Incl. VAT) | Gert Sibande DM Price Per Unit (Incl. VAT) | Nkangala DM Price Per Unit (Incl. VAT)
BROUGHT FORWARD
225 | Bare copper earth wire in kgs
226 | 1,5mm sq | kg | 1
227 | 2,5mm sq | kg | 1
228 | 4mm sq | kg | 1
229 | 10mm sq | kg | 1
230 | 16mm sq | kg | 1
231 | 25mm sq | kg | 1
232 | 35mm sq | kg | 1
233 | 50mm sq | kg | 1
234 | 70mm sq | kg | 1
235 | Light Switches, Sockets and Isolators
236 | 10A 1gang 1way swich flush | No. | 1
237 | 10A 1gang 2way swich flush | No. | 1
238 | 10A 1gang intermediate swich flush | No. | 1
239 | 10A 2gang 1way swich flush | No. | 1
240 | 10A 2gang 2way swich flush | No. | 1
241 | Photocell in an enclosure | No. | 1
242 | 16 Amp 3-pin single S.S.O | No. | 1
243 | 16 Amp 3-pin single D.S.S.O | No. | 1
244 | 16 Amp 3-pin single S.S.O UPS red | No. | 1
245 | 16 Amp 3-pin single D.S.S.O UPS red | No. | 1
246 | 20A DP Isolator | No. | 1
247 | 30A DP Isolator | No. | 1
248 | 45A DP Isolator | No. | 1
249 | 30A TP-N weatherproof Isolator | No. | 1
250 | 63A TP-N weatherproof Isolator | No. | 1
251 | Light Fittings
252 | B2 - 2 x 18 W CFL bulkhead luminaire with acrylic diffuser | No. | 1
253 | C1 - 2 x 36 W totally enclosed Surface fluorescent luminaire IP65 | No. | 1
254 | C2 - 2 x 36 W enclosed Surface fluorescent luminaire IP20 | No. | 1
255 | Minisubstation
256 | Complete 315kVA 11kV/420V Minisubstation as per the specification | No. | 1
257 | Complete 630kVA 11kV/420V Minisubstation as per the specification | No. | 1
258 | Complete 200kVA 11kV/420V Minisubstation as per the specification | No. | 1
259 | pVC Conduis/ Pipes
260 | 20mm pVC conduit in 6m lengths | No. | 1
261 | 25mm pVC conduit in 6m lengths | No. | 1
262 | 32mm pVC conduit in 6m lengths | No. | 1
263 | 75mm ribbed pVC sleeves in 6m lengths | No. | 1
264 | 110mm ribbed pVC sleeves in 6m lengths | No. | 1
265 | 160mm ribbed pVC sleeves in 6m lengths | No. | 1
266 | 20mm pVC conduit 90deg bends | No. | 1
267 | 25mm pVC conduit 90deg bends | No. | 1
268 | 32mm pVC conduit 90deg bends | No. | 1
269 | 75mm ribbed pVC 90deg bends | No. | 1
270 | 110mm ribbed pVC 90deg bends | No. | 1
271 | 160mm ribbed pVC 90deg bends | No. | 1
272 | Earth Rods
273 | Threaded copper earth rods 12mm 1200mm long | No. | 1
274 | Threaded copper earth rods 12mm 1500mm long | No. | 1
TOTAL BILL 8 CARRIED SUMMARY

## BILL 9 - IRRIGATION
BILL 9 : IRRIGATION
ITEM NO | DESCRIPTION |  | UNIT | QUANTITY | RATE | RATE | RATE
[5 empty] | Ehlanzeni DM Price Per Unit (Incl. VAT) | Gert Sibande DM Price Per Unit (Incl. VAT) | Nkangala DM Price Per Unit (Incl. VAT)
9 |  | Irrigation
9.1 |  | Block valve clusters
9.1.1 |  | Manual valve 50mm | No. | 1
9.1.2 |  | Manual valve 80mm | No. | 1
9.1.3 |  | Manual valve 100mm | No. | 1
9.1.4 |  | Hydraulic valve 50mm | No. | 1
9.1.5 |  | Hydraulic valve 80mm | No. | 1
9.1.6 |  | Hydraulic valve 100mm | No. | 1
9.2 |  | Lateral Take Off | No. | 1
9.2.1 |  | With pressure regulation | No. | 1
9.2.2 |  | Without pressure regulation | No. | 1
9.3 |  | Micro jet lateral pipes
9.3.1 |  | 12 mm | m | 1
9.3.2 |  | 15 mm | m | 1
9.3.3 |  | 20 mm | m | 1
9.3.4 |  | 25 mm | m | 1
9.3.5 |  | Micro jet unit | No. | 1
9.4 |  | Drip lateral pipes
9.4.1 |  | 12 mm | m | 1
9.4.2 |  | 16 mm | m | 1
9.5 |  | Quick coupling hydrant
9.5.1 |  | 50mm hydrant | No. | 1
9.5.2 |  | 80mm hydrant | No. | 1
9.5.3 |  | 100mm hydrant | No. | 1
9.6 |  | Hydrant bend
9.6.1 |  | 50mm hydrant bend | No. | 1
9.6.2 |  | 80mm hydrant bend | No. | 1
9.6.3 |  | 100mm hydrant bend | No. | 1
9.7 |  | Above ground manifold / steel quick coupling pipe
9.7.1 |  | 50 mm steel q/c pipe | No. | 1
9.7.2 |  | 70 mm steel q/c pipe | No. | 1
9.7.3 |  | 89 mm steel q/c pipe | No. | 1
9.7.4 |  | 108 mm steel q/c pipe | No. | 1
9.7.5 |  | 75 mm HDPE pipe | No. | 1
9.7.6 |  | Dragline unit | No. | 1
TOTAL CARRIED FORWARD
BILL 9 : IRRIGATION
ITEM NO | DESCRIPTION |  | UNIT | QUANTITY | RATE | RATE | RATE
[5 empty] | Ehlanzeni DM Price Per Unit (Incl. VAT) | Gert Sibande DM Price Per Unit (Incl. VAT) | Nkangala DM Price Per Unit (Incl. VAT)
BROUGHT FORWARD
9.7.7 |  | Self closing valve assembly | No. | 1
9.7.8 |  | Fixed sprinkler on quick coupling pipe | No. | 1
9.7.9 |  | Removable riser assembly | No. | 1
9.7.10 |  | Block air relief valve | No. | 1
9.8 |  | Centre Pivot Irrigation
Centre pivot centre
9.8.1 |  | Diameter: 6 5/8 " | No. | 1
Centre pivot towers
Diameter: 5"
9.8.2 |  | 38 m | No. | 1
9.8.3 |  | 44 m | No. | 1
9.8.4 |  | 49 m | No. | 1
9.8.5 |  | 55 m | No. | 1
Centre pivot overhangs
Diameter: 4 "
9.8.6 |  | 6 m | No. | 1
9.8.7 |  | 9 m | No. | 1
9.8.8 |  | 17 m | No. | 1
9.8.9 |  | 23 m | No. | 1
9.8.10 |  | Laying of electrical cable to centre pivot - in pipe trench
9.8.11 |  | Up to 6 mm2 | No. | 1
9.8.12 |  | From to 10 mm2 to 25 mm2 | No. | 1
9.8.13 |  | Above 35 mm2 | No. | 1
9.9 |  | Floppy Irrigation
Poles
9.9.10 |  | 4.8 m x Æ 75-100 mm | No. | 1
9.9.2 |  | 4.8 m x Æ 100 - 125 mm | No. | 1
9.9.3 |  | 5.4 m x Æ 75-100 mm | No. | 1
9.9.4 |  | 5.4 m x Æ 100-125 mm | No. | 1
9.9.5 |  | 5.4 m x Æ 125-150 mm | No. | 1
| PSL 8.2.31.2 | Cables
9.9.6 |  | 4.8mm Æ (7 x 1.6) | m | 1
TOTAL CARRIED FORWARD
BILL 9 : IRRIGATION
ITEM NO | DESCRIPTION |  | UNIT | QUANTITY | RATE | RATE | RATE
[5 empty] | Ehlanzeni DM Price Per Unit (Incl. VAT) | Gert Sibande DM Price Per Unit (Incl. VAT) | Nkangala DM Price Per Unit (Incl. VAT)
BROUGHT FORWARD
9.9.7 |  | 6.0mm Æ (7 x 2) | m | 1
9.9.8 |  | Anchors | No. | 1
9.9.9 |  | LDPE 25mm class 4 lateral piping | m | 1
9.9.10 |  | Sprinkler | No. | 1
9 |  | Carried forward to summary

## BILL 10 - FENCE
BILL 10 : FENCING
ITEM NO | DESCRIPTION | UNIT | QUANTITY | RATE | RATE | RATE
|  |  |  | Price Per Unit (Incl. VAT) Ehlanzeni District | Price Per Unit (Incl. VAT) Gert Sibande District | Price Per Unit (Incl. VAT) Nkangala District
A.1 | MATERIAL
1 | Galvanized barbed wire, 1.6mm diameter High
| Tensile. Double Strand - 845m per roll.Fully Galvanized | Rolls | 1
2 | 2.1m Standard Creosote Poles. Pressure treated
SABS approved. Pressure heated SABS approved.
| 100 - 125mm Diameter | Each | 1
3 | 1.4m steel droppers | Each | 1
4 | Galvinized wire staples 3.15 x 32mm. Packs of 500g | Packs | 1
5 | 1.2m x 0.9m Pedestrian gate (HDG). 40 - 50mm
diameter pipe frame. Wall thickness of 1.6mm min
| Hinge eye bolts, including chain | Each | 1
6 | Gate: 4.8m x 1200mm (h) tractor gate (2 frames of
2.4m x 1200mm per gate, HDG finish, 40 - 50mm
diameter pipe frame. Wall thickness of 1.6mm min
| Hinge eye bolts, including chain | Each | 1
7 | 8 ga straining wire, 4mm diameter, 5kg (50m) rolls
| Fully galvanized | Rolls of 5kg | 1
8 | 12 ga binding wire, 2.5mmdiametr kkg(130m) rolls
| Fully galvanized | Rolls of 5kg | 1
9 | Cement : Bags of 50kg | Each | 1
10 | Sand | m3 | 1
11 | Stone | m3 | 1
TOTAL BILL 10 CARRIED SUMMARY

## BILL 11-WTW CHEMICALS
BILL 11-WTW CHEMICALS
ITEM NO | DESCRIPTION |  | UNIT | QUANTITY | RATE | RATE | RATE
[5 empty] | Price Per Unit (Incl. VAT) Ehlanzeni District | Price Per Unit (Incl. VAT) Gert Sibande District | Price Per Unit (Incl. VAT) Nkangala District
MATERIAL
1. |  | Lime 25kg bags | No | 1
2. |  | Liquid Poly Electrolyte (Flocculent) | LITRES | 1
3. |  | 25kg Aluminium sulphate (Flocculent) | No. | 1
4. |  | 25Kg Chips (Calcium hypochlorite) | No. | 1
5. |  | 25Kg Granular Calcium hypochlorite | No. | 1
6. |  | 75 kg Gas Chlorine (Cylinder) | No. | 1
7. |  | 925 kg Gas Chlorine (Cylinder | No. | 1
TOTAL BILL 11 - CARRIED SUMMARY

## BILL 12 - LABOUR&PLANT RATES
BILL 12 : DAY WORKS
ITEM NO | DESCRIPTION |  | UNIT | QUANTITY | RATE | RATE | RATE
[5 empty] | Ehlanzeni DM Price Per Unit (Incl. VAT) | Gert Sibande DM Price Per Unit (Incl. VAT) | Nkangala DM Price Per Unit (Incl. VAT)
A.1 | DAYWORKS LABOUR
1 | Contractor's Representative |  | h | 1
2 | Surveyor |  | h | 1
3 | Qualified Artisan
| (i) Plumber |  | h | 1
| (ii) Boilermaker |  | h | 1
| (iii) Bricklayer |  | h | 1
| (iv) Plasterer |  | h | 1
| (v) Welder with API 1104 Certificate |  | h | 1
| (vi) Electrician |  | h | 1
4 | Foreman, leader-hand |  | h | 1
5 | Semi-skilled labourer |  | h | 1
6 | Labourer |  | h | 1
7 |  | Other
|  | (i) Intern(To be deployed by COGTA@R8000 per month) | h | 1 | 50 | 50 | 50
|  | (ii) Community Liasion Officer(To be deployed by COGTA@R6000 PM) | h | 1 | 37.5 | 37.5 | 37.5
|  | (iii) Mechanical Engineer | h | 1
|  | (iv) Civil Engineer | h | 1
|  | (v) Electrical Engineer | h | 1
|  | (vi) Technician | h | 1
A.2 | PLANTHIRE: WORK RATES ON SITE
1 | Crane 65 t - 80 t capacity |  | h | 1
2 | TLB 60 kW - 70 kW |  | h | 1
3 | Crawler Excavator 140 kW - 150 kW |  | h | 1
4 | Bulldozer 160 kW - 170 kW |  | h | 1
5 | Wheel loader 140 kW - 150 kW |  | h | 1
6 | Motor graders 150 kW - 160 kW |  | h | 1
7 | Wheel excavators 0,4 - 1,25 m3 bucket size |  | h | 1
8 | Wheel tractor scrapers 15,0 - 16 m3 |  | h | 1
9 | Tow tractors 200 kW - 250 kW |  | h | 1
TOTAL CARRIED FORWARD
BILL 12: DAY WORKS
ITEM NO | DESCRIPTION |  | UNIT | QUANTITY | RATE | RATE | RATE
[5 empty] | Ehlanzeni DM Price Per Unit (Incl. VAT) | Gert Sibande DM Price Per Unit (Incl. VAT) | Nkangala DM Price Per Unit (Incl. VAT)
BROUGHT FORWAD
A.2 | PLANTHIRE: WORK RATES ON SITE Cont…
10 | (a) | Water tankers 5 000 litre | h | 1
| (b) | Water tankers 10 000 litre | h | 1
11 | Dump trucks 10 - 15 m3 |  | h | 1
12 | Tip trucks
| (a) | 6 m³ | h | 1
| (b) | 10 m³ | h | 1
13 | Flat bed trucks
| (a) | 5t | km | 1
| (b) | 7t | km | 1
14 | LDV
| (a) | 2 x 4WD | km | 1
| (b) | 4 x 4WD | km | 1
15 | Lowbed 50 ton |  | km | 1
16 | Plate compactors & tampers |  | h | 1
17 | Grid rollers. Ballasted mass 14 600 kg |  | h | 1
18 | Pneumatic tyred rollers 4 000 load/wheel kg |  | h | 1
19 | Self propelled vibrating roller (smooth) 7 000 - 11 300 kg |  | h | 1
20 | Self propelled vibrating roller (padfoot)
| 5 900 - 12 000 kg |  | h | 1
21 | Walk-behind vibrating rollers
| (a) | 500 - 630 kg | h | 1
| (b) | 980 - 1 350 kg | h | 1
22 | Towed vibrating roller |  | h | 1
23 | Portable compressors - Diesel (9,0 - 10,0 m3/min.) |  | h | 1
24 | Concrete mixer (350 l: diesel driven) |  | h | 1
25 | Concrete saw (self propelled) 10 - 15 kW |  | h | 1
26 | Crane truck 5t - 12t capacity |  | h | 1
TOTAL CARRIED FORWARD
BILL 12: DAY WORKS
ITEM NO | DESCRIPTION |  | UNIT | QUANTITY | RATE | RATE | RATE
[5 empty] | Ehlanzeni DM Price Per Unit (Incl. VAT) | Gert Sibande DM Price Per Unit (Incl. VAT) | Nkangala DM Price Per Unit (Incl. VAT)
BROUGHT FORWARD
A.1 | PLANTHIRE: WORK RATES ON SITE Cont…
26 | Concrete vibrators (35 - 60 mm DN) |  | h | 1
27 | Dumpers 0,5 m3 (Hydraulic tip) |  | h | 1
28 | Water pump with 80 mm DN outlet (diesel driven) |  | h | 1
29 | Arc-welding unit (300 A) |  | h | 1
30 | Generating sets
| (a) | 1,5 kVA (petrol) 220V | h | 1
| (b) | 5 kVA (petrol) 220V | h | 1
| (c) | 30 kVA (diesel) 380V - 3ph | h | 1
| (d) | 50 kVA (diesel) 380V - 3ph | h | 1
| (e) | 100 kVA (diesel) 380V - 3ph | h | 1
A.3 | LABOUR BASED TOOLS
1 | Hand Operated- supply the following
| (a) | Pick | Each | 1
| (b) | Shovel | Each | 1
| (c) | Crowbar | Each | 1
| (d) | Bucket (10 l ) | Each | 1
| (e) | Wheelbarrow | Each | 1
2 | Percentage mark-up on items approved by the client or representative
| with attached invoices for material used. |  | %
TOTAL BILL 12 CARRIED SUMMARY

## BILL 13 - GENERAL
BILL 13 : GENERAL CONTRACTUAL RQUIREMENTS
ITEM NO | DESCRIPTION | UNIT | RATE | RATE | RATE
|  |  | Ehlanzeni DM Price Per Unit (Incl. VAT) | Gert Sibande DM Price Per Unit (Incl. VAT) | Nkangala DM Price Per Unit (Incl. VAT)
A.1 | SUMS STATED PROVISIONALLY BY THE EMPLOYER
Provisional Sums
1 | For work to be executed by a Nominated Sub-
| Contractor(Sum to be specified by Engineer) | sum | xx | xx | xx
2 | Overheads, charges and profit on item 2 | %
3 | For work to be executed by a Nominated Emerg-
ing Sub-Contractor which is to be employed under
| this programme(Sum to be specified by Engineer) | sum | xx | xx | xx
4 | Overheads, charges and profit on item 3 for
assisting, training, co-ordinating and supervision
of a Nominated Emerging Sub-Contractor which
| is to be employed under this programme(Sum to be specified by Engineer) | %
5 | For work to be executed by a nominated Engineer | sum | xx | xx | xx
(Based on ECSA guideline on fees 2015 gazette)
6 | Overheads, charges and profit on item 5 | %
7 | Payment to Eskom in respect of electrical connec-
| tion fees(Sum to be specified by Engineer) | sum | xx | xx | xx
8 | Overheads, charges and profit on item 7 | %
A.2 | PRIME COST ITEMS
9 | Prime cost of goods or materials to be supplied to
| the site of the Works upon specific instruction of | PC | xx | xx | xx
| the Engineer | sum
9.1 | Overheads, charges and profit on item 9 | %
A.3 | SUMS STATED PROVISIONALLY BY THE ENGINEER
10 | Occupational Health and Safety
11 | Contractor's initial obligations in respect of the
12 | Occupational Health and Safety Act contractual regulations | P.Sum | xx | xx | xx
13 | Overheads, charges and profit on item 12 | %
TOTAL BILL 13 CARRIED SUMMARY

## SUMMARY
BILL12 : SUMMARY
ITEM NO | DESCRIPTION | AMOUNT | AMOUNT | AMOUNT
|  | Ehlanzeni DM Price Per Unit (Incl. VAT) | Gert Sibande DM Price Per Unit (Incl. VAT) | Nkangala DM Price Per Unit (Incl. VAT)
BILL 1 | SUPPLY AND DELIVERY OF ROAD CONSTRUCTION MATERIAL
BILL 2 | SUPPLY AND DELIVERY OF RDP HOUSE CONSTRUCTION MATERIAL
BILL 3 | SUPPLY AND DELIVERY OF CULVERTS CONSTRUCTION MATERIAL
BILL 4 | SUPPLY AND DELIVERY OF WATER INFRASTRUCTURE CONSTRUCTION MATERIAL
BILL 5 | SUPPLY AND DELIVERY CONSTRUCTION MATERIAL THE REPAIRS OF DAMAGED HOUSES
BILL 6 | SUPPLY AND DELIVERY OF SUPPLY AND DELIVERY OF PUMPS
BILL 7 | SUPPLY AND DELIVERY OF TANKS
BILL 8 | SUPPLY AND DELIVERY OF ELECTRICAL INFRASTRUCTURE
BILL9 | SUPPLY AND DELIVERY OF IRRIGATION MATERIAL
BILL 10: | SUPPLY AND DELIVERY OF FENCING MATERIAL
BILL 11: | SUPPLY AND DELIVERY OF WTW CHEMICALS
BILL 12: | SUPPLY LABOUR & PLANT RATES
BILL 13 | GENERAL CONTRACT PROVISIONS | - | - | -
TOTAL INCL. VAT